## ust database
Facility ID | Facility Name | Street Address | City | State | ZIP Code | FormalName | Address | City | State | ZIP Code | Tank ID | InstalledDate | lastTankStatus | DateClosed | TankCapacity | product
9-701792 | WESTIN KAUAI SEWAGE PUMP STATION | - | Lihue | HI | 96766 | KAUAI COUNTY - DEPT OF PUBLIC WORKS | 444 RICE ST. , STE 275 MAIKEHA BLDG | Lihue | HI | 96766 | R-1 | 1970-12-08 | Permanently Out of Use | 1990-02-01 | 850 | Diesel
9-201048 | BELLOWS AIR FORCE STATION | BLDG 700 and 701 tank 700a, 701a-e | Waimanalo | HI | 96795 | U.S. AIR FORCE |  | Waimanalo | HI | 96795 | R-701-E | 1956-05-07 | Permanently Out of Use | 1991-10-25 | 500 | Used Oil
9-201048 | BELLOWS AIR FORCE STATION | BLDG 700 and 701 tank 700a, 701a-e | Waimanalo | HI | 96795 | U.S. AIR FORCE |  | Waimanalo | HI | 96795 | R-M-701D | 1956-05-07 | Permanently Out of Use | 1995-05-15 | 25000 | Diesel
9-201048 | BELLOWS AIR FORCE STATION | BLDG 700 and 701 tank 700a, 701a-e | Waimanalo | HI | 96795 | U.S. AIR FORCE |  | Waimanalo | HI | 96795 | R-M-701C | 1956-05-07 | Permanently Out of Use | 1995-05-15 | 25000 | Diesel
9-201048 | BELLOWS AIR FORCE STATION | BLDG 700 and 701 tank 700a, 701a-e | Waimanalo | HI | 96795 | U.S. AIR FORCE |  | Waimanalo | HI | 96795 | R-M-701B | 1956-05-07 | Permanently Out of Use | 1995-05-15 | 25000 | Diesel
9-201048 | BELLOWS AIR FORCE STATION | BLDG 700 and 701 tank 700a, 701a-e | Waimanalo | HI | 96795 | U.S. AIR FORCE |  | Waimanalo | HI | 96795 | R-M-701A | 1956-05-07 | Permanently Out of Use | 1995-05-15 | 25000 | Diesel
9-201048 | BELLOWS AIR FORCE STATION | BLDG 700 and 701 tank 700a, 701a-e | Waimanalo | HI | 96795 | U.S. AIR FORCE |  | Waimanalo | HI | 96795 | R-700-A | 1985-12-30 | Permanently Out of Use | 1995-06-21 | 6000 | Diesel
9-100897 | NAVAL AIR STATION - BARBERS POINT | BLDG 1262, TANK BP74 | Barbers Point Naval Air Station | HI | 96862 | U.S. DEPT OF THE NAVY |  | Barbers Point Naval Air Station | HI | 96862 | r-BP-74 |  | Permanently Out of Use | 1996-09-09 | 25000 | Gasoline
9-102242 | NAVAL AIR STATION - BARBERS POINT | BLDG 1289, Tank BP78 | Barbers Point Naval Air Station | HI | 96862 | U.S. DEPT OF THE NAVY |  | Barbers Point Naval Air Station | HI | 96862 | r-bp78 |  | Permanently out of Use | 1996-08-12 | 50000 | Other
9-202407 | HELEMANO MILITARY RESERVATION | (IDENTIFIED LOCATION) | Schofield Barracks | HI | 96857 | U.S. ARMY SUPPORT COMMAND, HAWAII |  | Schofield Barracks | HI | 96857 | 2 |  | Permanently Out of Use |  | 12000 | Not Listed
9-202407 | HELEMANO MILITARY RESERVATION | (IDENTIFIED LOCATION) | Schofield Barracks | HI | 96857 | U.S. ARMY SUPPORT COMMAND, HAWAII |  | Schofield Barracks | HI | 96857 | 1 |  | Permanently Out of Use |  | 3000 | Not Listed
9-200243 | KAPAA QUARRY MAINTENANCE YARD | (KAPAA QUARRY RD) 115 KALANIANAOLE HWY | Kailua | HI | 96734 | C&C HNL - DEPT. OF FACILITY MAINTENANCE | AUTOMOTIVE SERVICES DIVISION 1000 ULUOHIA ST, SUITE 215 | Kailua | HI | 96734 | 1 | 1988-07-01 | Temporarily out of Use |  | 12000 | Diesel
9-200243 | KAPAA QUARRY MAINTENANCE YARD | (KAPAA QUARRY RD) 115 KALANIANAOLE HWY | Kailua | HI | 96734 | C&C HNL - DEPT. OF FACILITY MAINTENANCE | AUTOMOTIVE SERVICES DIVISION 1000 ULUOHIA ST, SUITE 215 | Kailua | HI | 96734 | 4 | 1988-07-01 | Temporarily out of Use |  | 2500 | Gasoline
9-200243 | KAPAA QUARRY MAINTENANCE YARD | (KAPAA QUARRY RD) 115 KALANIANAOLE HWY | Kailua | HI | 96734 | C&C HNL - DEPT. OF FACILITY MAINTENANCE | AUTOMOTIVE SERVICES DIVISION 1000 ULUOHIA ST, SUITE 215 | Kailua | HI | 96734 | 3 | 1988-07-01 | Temporarily out of Use |  | 1000 | Gasoline
9-200243 | KAPAA QUARRY MAINTENANCE YARD | (KAPAA QUARRY RD) 115 KALANIANAOLE HWY | Kailua | HI | 96734 | C&C HNL - DEPT. OF FACILITY MAINTENANCE | AUTOMOTIVE SERVICES DIVISION 1000 ULUOHIA ST, SUITE 215 | Kailua | HI | 96734 | 2 | 1988-07-01 | Currently In Use |  | 550 | Used Oil
9-200243 | KAPAA QUARRY MAINTENANCE YARD | (KAPAA QUARRY RD) 115 KALANIANAOLE HWY | Kailua | HI | 96734 | C&C HNL - DEPT. OF FACILITY MAINTENANCE | AUTOMOTIVE SERVICES DIVISION 1000 ULUOHIA ST, SUITE 215 | Kailua | HI | 96734 | R-1 | 1982-12-30 | Permanently Out of Use | 1987-12-31 | 5000 | Diesel
9-200243 | KAPAA QUARRY MAINTENANCE YARD | (KAPAA QUARRY RD) 115 KALANIANAOLE HWY | Kailua | HI | 96734 | C&C HNL - DEPT. OF FACILITY MAINTENANCE | AUTOMOTIVE SERVICES DIVISION 1000 ULUOHIA ST, SUITE 215 | Kailua | HI | 96734 | R-2 | 1981-12-30 | Permanently Out of Use | 1987-12-31 | 5000 | Gasoline
9-200243 | KAPAA QUARRY MAINTENANCE YARD | (KAPAA QUARRY RD) 115 KALANIANAOLE HWY | Kailua | HI | 96734 | C&C HNL - DEPT. OF FACILITY MAINTENANCE | AUTOMOTIVE SERVICES DIVISION 1000 ULUOHIA ST, SUITE 215 | Kailua | HI | 96734 | R-3 | 1978-04-16 | Permanently Out of Use | 1987-12-31 | 2000 | Gasoline
9-703767 | WAINIHA GENERAL STORE | 05-6607 KUHIO HWY | Hanalei | HI | 96714 | WAINIHA GENERAL STORE | 05-6607 KUHIO HWY | Hanalei | HI | 96714 | r-1 | 1920-01-01 | Permanently Out of Use | 2003-07-30 | 500 | Gasoline
9-500411 | PUUKOLII RD ROUNDHOUSE SHOP | ¼ MILE N OF PUUKOLII RD AND HWY 30 | Lahaina | HI | 96761 | RAILROADS OF HAWAII INC. | 975 Limahana Place | Lahaina | HI | 96761 | R-3 | 1977-05-15 | Permanently Out of Use | 1997-07-17 | 10000 | Used Oil
9-500411 | PUUKOLII RD ROUNDHOUSE SHOP | ¼ MILE N OF PUUKOLII RD AND HWY 30 | Lahaina | HI | 96761 | RAILROADS OF HAWAII INC. | 975 Limahana Place | Lahaina | HI | 96761 | R-2 | 1969-05-15 | Permanently Out of Use | 1997-07-24 | 10000 | Diesel
9-500411 | PUUKOLII RD ROUNDHOUSE SHOP | ¼ MILE N OF PUUKOLII RD AND HWY 30 | Lahaina | HI | 96761 | RAILROADS OF HAWAII INC. | 975 Limahana Place | Lahaina | HI | 96761 | R-1 | 1969-05-15 | Permanently Out of Use | 1988-06-30 | 500 | Gasoline
9-302563 | HI DOT MOLOKAI AIRPORT(PMID MKK803101 AND MKK801103) | 1 AIRPORT LOOP | Hoolehua | HI | 96729 | MOLOKAI AIRPORT | P.O. BOX 373 | Hoolehua | HI | 96729 | R-1 | 1970-12-30 | Permanently Out of Use | 1992-11-24 | 1000 | Gasoline
9-302563 | HI DOT MOLOKAI AIRPORT(PMID MKK803101 AND MKK801103) | 1 AIRPORT LOOP | Hoolehua | HI | 96729 | MOLOKAI AIRPORT | P.O. BOX 373 | Hoolehua | HI | 96729 | R-2 | 1970-12-30 | Permanently Out of Use | 1992-11-24 | 1000 | Diesel
9-503616 | DOTA EMERGENCY GENERATOR BLDG TERMINAL (PMID OGG620111A) | 1 KAHULUI AIRPORT, Unit 5 | Kahului | HI | 96732 | ALAMO RENT A CAR | KEAHOLE U DRIVE BASEYARD LOT 002115A | Kahului | HI | 96732 | M-1 | 1998-03-01 | Temporarily out of Use |  | 2500 | Diesel
9-503616 | DOTA EMERGENCY GENERATOR BLDG TERMINAL (PMID OGG620111A) | 1 KAHULUI AIRPORT, Unit 5 | Kahului | HI | 96732 | DOTA Kahului Airport | 1 Kahului Airport Rd, Unit 5 | Kahului | HI | 96732 | M-1 | 1998-03-01 | Temporarily out of Use |  | 2500 | Diesel
9-503616 | DOTA EMERGENCY GENERATOR BLDG TERMINAL (PMID OGG620111A) | 1 KAHULUI AIRPORT, Unit 5 | Kahului | HI | 96732 | DOTA Kahului Airport | 1 Kahului Airport, Unit 5 | Kahului | HI | 96732 | M-1 | 1998-03-01 | Temporarily out of Use |  | 2500 | Diesel
9-601679 | HAWAII PREPARATORY ACADEMY | 1 KOHALA MOUNTAIN RD | Kamuela | HI | 96743 | HAWAII PREPARATORY ACADEMY | P.O. BOX 428 / 1 KOHOLA MOUNTAIN RD | Kamuela | HI | 96743 | R-G1 | 1972-06-30 | Permanently Out of Use | 1994-07-13 | 1000 | Gasoline
9-602400 | MAUNA LANI GOLF MAINTENANCE | 1 MAKAIWA DR | Kamuela | HI | 96743 | MAUNA LANI RESORT, INC. | P.O. BOX 4959 | Kamuela | HI | 96743 | 2 | 1990-10-31 | Currently in Use |  | 4000 | Diesel
9-602400 | MAUNA LANI GOLF MAINTENANCE | 1 MAKAIWA DR | Kamuela | HI | 96743 | MAUNA LANI RESORT, INC. | P.O. BOX 4959 | Kamuela | HI | 96743 | 1 | 1990-10-31 | Currently in Use |  | 10000 | Gasohol
9-602400 | MAUNA LANI GOLF MAINTENANCE | 1 MAKAIWA DR | Kamuela | HI | 96743 | MAUNA LANI RESORT, INC. | P.O. BOX 4959 | Kamuela | HI | 96743 | R-1 |  | Permanently Out of Use | 1990-12-27 | 10000 | Gasoline
9-602400 | MAUNA LANI GOLF MAINTENANCE | 1 MAKAIWA DR | Kamuela | HI | 96743 | MAUNA LANI RESORT, INC. | P.O. BOX 4959 | Kamuela | HI | 96743 | R-2 |  | Permanently Out of Use | 1990-12-27 | 4000 | Diesel
9-403720 | MANELE WASTEWATER TREATMENT FACILITY | 1 MANELE BAY RD | Lanai City | HI | 96763 | Manele Water Resources, Lanai Resorts LLC | PO Box 630310 | Lanai City | HI | 96763 | M-1 | 1989-05-01 | Currently In Use |  | 2500 | Diesel
9-503258 | HALEAKALA TRANSPORTATION AND WAREHOUSEING | 1 MOKULELE HWY | Puunene | HI | 96784 | TRI ISLE INC | 860 EHA ST | Puunene | HI | 96784 | R-2 | 1984-11-01 | Permanently Out of Use | 1998-11-15 | 4000 | Diesel
9-503258 | HALEAKALA TRANSPORTATION AND WAREHOUSEING | 1 MOKULELE HWY | Puunene | HI | 96784 | TRI ISLE INC | 860 EHA ST | Puunene | HI | 96784 | R-1 | 1984-11-01 | Permanently Out of Use | 1998-11-15 | 4000 | Diesel
9-503258 | HALEAKALA TRANSPORTATION AND WAREHOUSEING | 1 MOKULELE HWY | Puunene | HI | 96784 | TRI ISLE INC | 860 EHA ST | Puunene | HI | 96784 | R-3 | 1984-11-01 | Permanently Out of Use | 1998-11-15 | 4000 | Gasoline
9-603044 | THE FAIRMONT ORCHID Hawaii | 1 NORTH KANIKU DR | Kohala Coast | HI | 96743 | The Fairmont Orchid | One North Kaniku Drive | Kohala Coast | HI | 96743 | 1 | 1989-02-21 | Currently in Use |  | 10000 | Diesel
9-603044 | THE FAIRMONT ORCHID Hawaii | 1 NORTH KANIKU DR | Kohala Coast | HI | 96743 | Orhcid Hotel Partners, LLC | 1999 Avenue of the Stars, Ste 2580 | Kohala Coast | HI | 96743 | 1 | 1989-02-21 | Currently in Use |  | 10000 | Diesel
9-201058 | UH Marine Center | 1 SAND ISLAND ACCESS RD | Honolulu | HI | 96819 | STATE U.H. - MARINE CENTER | 1 SAND ISLAND ACCESS RD | Honolulu | HI | 96819 | R-2 | 1977-04-09 | Permanently Out of Use | 1992-02-27 | 5000 | Gasoline
9-201058 | UH Marine Center | 1 SAND ISLAND ACCESS RD | Honolulu | HI | 96819 | STATE U.H. - MARINE CENTER | 1 SAND ISLAND ACCESS RD | Honolulu | HI | 96819 | R-1 | 1977-04-09 | Permanently Out of Use | 1993-06-10 | 1000 | Gasoline
9-201058 | UH Marine Center | 1 SAND ISLAND ACCESS RD | Honolulu | HI | 96819 | STATE U.H. - MARINE CENTER | 1 SAND ISLAND ACCESS RD | Honolulu | HI | 96819 | R-3 | 1977-04-09 | Permanently Out of Use | 1992-02-27 | 500 | Gasoline
9-503930 | Minit Stop Lahaina | 10 Kupuohi St | Lahaina | HI | 96761 | MAUI PETROLEUM | 385 HUKILIKE ST, SUITE 200 | Lahaina | HI | 96761 | 87 | 2013-05-30 | Currently In Use |  | 15000 | Gasoline
9-503930 | Minit Stop Lahaina | 10 Kupuohi St | Lahaina | HI | 96761 | MAUI PETROLEUM | 385 HUKILIKE ST, SUITE 200 | Lahaina | HI | 96761 | 1a | 2013-05-30 | Currently in Use |  | 5000 | Diesel
9-503930 | Minit Stop Lahaina | 10 Kupuohi St | Lahaina | HI | 96761 | MAUI PETROLEUM | 385 HUKILIKE ST, SUITE 200 | Lahaina | HI | 96761 | 1b | 2013-05-30 | Currently in Use |  | 7000 | Diesel
9-503930 | Minit Stop Lahaina | 10 Kupuohi St | Lahaina | HI | 96761 | MAUI PETROLEUM | 385 HUKILIKE ST, SUITE 200 | Lahaina | HI | 96761 | 2a - 89 | 2013-05-30 | Currently In Use |  | 5000 | Gasoline
9-503930 | Minit Stop Lahaina | 10 Kupuohi St | Lahaina | HI | 96761 | MAUI PETROLEUM | 385 HUKILIKE ST, SUITE 200 | Lahaina | HI | 96761 | 1c | 2013-05-30 | Currently in Use |  | 3000 | Diesel
9-503930 | Minit Stop Lahaina | 10 Kupuohi St | Lahaina | HI | 96761 | MAUI PETROLEUM | 385 HUKILIKE ST, SUITE 200 | Lahaina | HI | 96761 | 2b - 92 | 2013-05-30 | Currently In Use |  | 10000 | Gasoline
9-201033 | F & M FOOD MART CORP | 10 S KAMEHAMEHA HWY | Wahiawa | HI | 96786 | EQUILON ENTERPRISES, LLC DBA SHELL OIL PRODUCTS US | 2555 13TH AVE, SW | Wahiawa | HI | 96786 | R-4 | 1970-04-22 | Permanently Out of Use | 2000-01-13 | 2000 | Used Oil
9-201033 | F & M FOOD MART CORP | 10 S KAMEHAMEHA HWY | Wahiawa | HI | 96786 | EQUILON ENTERPRISES, LLC DBA SHELL OIL PRODUCTS US | 2555 13TH AVE, SW | Wahiawa | HI | 96786 | R-1 | 1980-04-22 | Permanently Out of Use | 1999-09-01 | 8000 | Gasoline
9-201033 | F & M FOOD MART CORP | 10 S KAMEHAMEHA HWY | Wahiawa | HI | 96786 | EQUILON ENTERPRISES, LLC DBA SHELL OIL PRODUCTS US | 2555 13TH AVE, SW | Wahiawa | HI | 96786 | R-2 | 1980-04-22 | Permanently Out of Use | 1999-09-01 | 8000 | Gasoline
9-201033 | F & M FOOD MART CORP | 10 S KAMEHAMEHA HWY | Wahiawa | HI | 96786 | EQUILON ENTERPRISES, LLC DBA SHELL OIL PRODUCTS US | 2555 13TH AVE, SW | Wahiawa | HI | 96786 | R-3 | 1980-04-22 | Permanently Out of Use | 1999-09-01 | 8000 | Gasoline
9-600477 | KEC Corp. dba Island Short Stop & Deli | 100 AKONI PULE HWY & UNION MILL RD | Kapaau | HI | 96755 | H. NAITO STORE INC | P.O. BOX 188 | Kapaau | HI | 96755 | 1 | 1993-03-30 | Currently in Use |  | 10000 | Gasohol
9-600477 | KEC Corp. dba Island Short Stop & Deli | 100 AKONI PULE HWY & UNION MILL RD | Kapaau | HI | 96755 | H. NAITO STORE INC | P.O. BOX 188 | Kapaau | HI | 96755 | 2 | 1993-03-30 | Currently in Use |  | 10000 | Gasohol
9-600477 | KEC Corp. dba Island Short Stop & Deli | 100 AKONI PULE HWY & UNION MILL RD | Kapaau | HI | 96755 | H. NAITO STORE INC | P.O. BOX 188 | Kapaau | HI | 96755 | 3 | 1998-04-01 | Currently In Use |  | 2000 | Diesel
9-103903 | Hawaii Prince Hotel Waikiki | 100 Holomoana St | Honolulu | HI | 96815 | Hawii Prince Hotel | 100 Holomoana St | Honolulu | HI | 96815 | 1 | 1990-04-01 | Currently In Use |  | 4000 | Diesel
9-103903 | Hawaii Prince Hotel Waikiki | 100 Holomoana St | Honolulu | HI | 96815 | Hawaii Prince Hotel Waikiki, LLC | 100 Holomoana St | Honolulu | HI | 96815 | 1 | 1990-04-01 | Currently In Use |  | 4000 | Diesel
9-100291 | PANORAMA AIR (PMID 009105) | 100 KAULELE PL | Honolulu | HI | 96819 | PANORAMA AIR | 100 KAULELE PLACE | Honolulu | HI | 96819 | R-2 | 1982-03-24 | Permanently Out of Use | 1994-02-04 | 2000 | Other
9-100291 | PANORAMA AIR (PMID 009105) | 100 KAULELE PL | Honolulu | HI | 96819 | PANORAMA AIR | 100 KAULELE PLACE | Honolulu | HI | 96819 | R-1 | 1984-01-01 | Permanently Out of Use | 1994-02-03 | 10000 | Other
9-600657 | M. SONOMURA CONTRACTING CO, INC. | 100 KUKILA ST | Hilo | HI | 96720 | M. SONOMURA CONTRACTING CO, INC. | 100 KUKILA ST | Hilo | HI | 96720 | R-1 | 1970-06-02 | Permanently Out of Use | 1990-02-10 | 500 | Gasoline
9-600657 | M. SONOMURA CONTRACTING CO, INC. | 100 KUKILA ST | Hilo | HI | 96720 | M. SONOMURA CONTRACTING CO, INC. | 100 KUKILA ST | Hilo | HI | 96720 | R-2 | 1970-06-02 | Permanently Out of Use | 1990-02-10 | 500 | Gasoline
9-600657 | M. SONOMURA CONTRACTING CO, INC. | 100 KUKILA ST | Hilo | HI | 96720 | M. SONOMURA CONTRACTING CO, INC. | 100 KUKILA ST | Hilo | HI | 96720 | R-3 | 1970-06-02 | Permanently Out of Use | 1990-02-10 | 1000 | Diesel
9-500844 | RADIO STATION KMVI | 100 MAHALANI RD | Wailuku | HI | 96793 | U.S. FEDERAL EMERGENCY MANAGEMENT AGENCY | 500 C St SW | Wailuku | HI | 96793 | R-2 | 1973-01-01 | Permanently Out of Use | 1994-04-04 | 750 | Diesel
9-500844 | RADIO STATION KMVI | 100 MAHALANI RD | Wailuku | HI | 96793 | U.S. FEDERAL EMERGENCY MANAGEMENT AGENCY | 500 C St SW | Wailuku | HI | 96793 | R-1 | 1973-01-01 | Permanently Out of Use | 1994-04-04 | 1000 | Diesel
9-500403 | MAUI MARRIOTT-RESORT | 100 NOHEA KAI DR | Lahaina | HI | 96761 | KBP LIMITED PARTNERSHIP | 100 NOHEA DR | Lahaina | HI | 96761 | R-1 | 1981-08-15 | Permanently Out of Use | 1991-09-16 | 1000 | Diesel
9-501302 | KAPALUA WASTE TREATMENT CO LTD | 100 SERVICE RD | Kapalua | HI | 96761 | KAPALUA WASTE TREATMENT CO., LTD | 100 SERVICE RAOD | Kapalua | HI | 96761 | R-1 | 1981-04-30 | Permanently Out of Use | 1988-09-30 | 1000 | Diesel
9-203179 | 7-11 KAPOLEI | 1000 KAMOKILA BLVD | Kapolei | HI | 96707 | Mid Pac Petroleum LLC | 1100 Alakea Street, 8th floor | Kapolei | HI | 96707 | 87 | 1996-02-02 | Currently In Use |  | 10000 | Gasoline
9-203179 | 7-11 KAPOLEI | 1000 KAMOKILA BLVD | Kapolei | HI | 96707 | Mid Pac Petroleum LLC | 1100 Alakea Street, 8th floor | Kapolei | HI | 96707 | 92 | 1996-02-02 | Currently In Use |  | 10000 | Gasoline
9-200249 | HOWARD CONSTRUCTION, INC. | 1001 CALIFORNIA AVE | Wahiawa | HI | 96786 | HOWARD CONSTRUCTION, INC. | 1001 CALIFORNIA AVE | Wahiawa | HI | 96786 | R-D-161530 | 1979-12-19 | Permanently Out of Use | 1991-01-02 | 2000 | Diesel
9-200249 | HOWARD CONSTRUCTION, INC. | 1001 CALIFORNIA AVE | Wahiawa | HI | 96786 | HOWARD CONSTRUCTION, INC. | 1001 CALIFORNIA AVE | Wahiawa | HI | 96786 | R-E-677692 | 1979-03-29 | Permanently Out of Use | 1991-01-02 | 4000 | Gasoline
9-200249 | HOWARD CONSTRUCTION, INC. | 1001 CALIFORNIA AVE | Wahiawa | HI | 96786 | HOWARD CONSTRUCTION, INC. | 1001 CALIFORNIA AVE | Wahiawa | HI | 96786 | R-E-677539 | 1979-03-29 | Permanently Out of Use | 1991-01-02 | 4000 | Gasoline
9-101175 | AIM KAPAHULU | 1001 KAPAHULU AVE | Honolulu | HI | 96816 | ALOHA PETROLEUM, LTD. | 1132 BISHOP STREET, SUITE 1700 | Honolulu | HI | 96816 | R-3 | 1966-04-04 | Permanently Out of Use | 1991-01-23 | 4000 | Gasoline
9-101175 | AIM KAPAHULU | 1001 KAPAHULU AVE | Honolulu | HI | 96816 | ALOHA PETROLEUM, LTD. | 1132 BISHOP STREET, SUITE 1700 | Honolulu | HI | 96816 | 87 7 | 1990-06-16 | Currently in Use |  | 10000 | Gasohol
9-101175 | AIM KAPAHULU | 1001 KAPAHULU AVE | Honolulu | HI | 96816 | ALOHA PETROLEUM, LTD. | 1132 BISHOP STREET, SUITE 1700 | Honolulu | HI | 96816 | 92 | 1990-06-01 | Currently in Use |  | 10000 | Gasohol
9-101175 | AIM KAPAHULU | 1001 KAPAHULU AVE | Honolulu | HI | 96816 | ALOHA PETROLEUM, LTD. | 1132 BISHOP STREET, SUITE 1700 | Honolulu | HI | 96816 | R-4 | 1966-04-04 | Permanently Out of Use | 1991-01-23 | 550 | Used Oil
9-101175 | AIM KAPAHULU | 1001 KAPAHULU AVE | Honolulu | HI | 96816 | ALOHA PETROLEUM, LTD. | 1132 BISHOP STREET, SUITE 1700 | Honolulu | HI | 96816 | R-2 | 1966-04-04 | Permanently Out of Use | 1991-01-23 | 3000 | Gasoline
9-101175 | AIM KAPAHULU | 1001 KAPAHULU AVE | Honolulu | HI | 96816 | ALOHA PETROLEUM, LTD. | 1132 BISHOP STREET, SUITE 1700 | Honolulu | HI | 96816 | R-1 | 1970-04-04 | Permanently Out of Use | 1991-01-23 | 5000 | Gasoline
9-101175 | AIM KAPAHULU | 1001 KAPAHULU AVE | Honolulu | HI | 96816 | ALOHA PETROLEUM, LTD. | 1132 BISHOP STREET, SUITE 1700 | Honolulu | HI | 96816 | 87 | 1990-06-16 | Currently in Use |  | 10000 | Gasohol
9-101036 | HAWAII HOUSING AUTHORITY | 1002 N SCHOOL ST | Honolulu | HI | 96817 | STATE DHS - HAWAII HOUSING AUTHORITY | P.O. BOX 17907 | Honolulu | HI | 96817 | R-1 | 1950-05-12 | Permanently Out of Use | 1994-06-13 | 5000 | Gasoline
9-501126 | CHEVRON STATION 94682 | 101 PUUNENE AVE | Kahului | HI | 96732 | CHEVRON PRODUCTS COMPANY | 91-480 MALAKOLE ST. | Kahului | HI | 96732 | R-4 | 1983-07-19 | Permanently Out of Use | 1997-07-30 | 1000 | Used Oil
9-501126 | CHEVRON STATION 94682 | 101 PUUNENE AVE | Kahului | HI | 96732 | CHEVRON PRODUCTS COMPANY | 91-480 MALAKOLE ST. | Kahului | HI | 96732 | R-3 | 1983-06-01 | Permanently Out of Use | 2001-06-04 | 10000 | Gasoline
9-501126 | CHEVRON STATION 94682 | 101 PUUNENE AVE | Kahului | HI | 96732 | CHEVRON PRODUCTS COMPANY | 91-480 MALAKOLE ST. | Kahului | HI | 96732 | R-2 | 1983-06-01 | Permanently Out of Use | 2001-06-04 | 10000 | Gasoline
9-501126 | CHEVRON STATION 94682 | 101 PUUNENE AVE | Kahului | HI | 96732 | CHEVRON PRODUCTS COMPANY | 91-480 MALAKOLE ST. | Kahului | HI | 96732 | R-1 | 1983-06-01 | Permanently Out of Use | 2001-06-04 | 10000 | Gasoline
9-200020 | Enchanted Lakes 76 | 1010 KEOLU DR | Kailua | HI | 96734 | Mid Pac Petroleum LLC | 1100 Alakea Street, 8th floor | Kailua | HI | 96734 | 1 | 1990-01-09 | Currently In Use |  | 12000 | Gasoline
9-200020 | Enchanted Lakes 76 | 1010 KEOLU DR | Kailua | HI | 96734 | Mid Pac Petroleum LLC | 1100 Alakea Street, 8th floor | Kailua | HI | 96734 | r-3 | 1990-01-09 | Permanently out of Use | 2009-05-05 | 520 | Used Oil
9-200020 | Enchanted Lakes 76 | 1010 KEOLU DR | Kailua | HI | 96734 | Chevron Environmental Management Company | Americas West Logistics team 145 South State College Blvd, Room 5032 | Kailua | HI | 96734 | r-3 | 1990-01-09 | Permanently out of Use | 2009-05-05 | 520 | Used Oil
9-200020 | Enchanted Lakes 76 | 1010 KEOLU DR | Kailua | HI | 96734 | Mid Pac Petroleum LLC | 1100 Alakea Street, 8th floor | Kailua | HI | 96734 | 2 | 1989-10-23 | Currently in Use |  | 12000 | Gasoline
9-200020 | Enchanted Lakes 76 | 1010 KEOLU DR | Kailua | HI | 96734 | Chevron Environmental Management Company | Americas West Logistics team 145 South State College Blvd, Room 5032 | Kailua | HI | 96734 | 1 | 1990-01-09 | Currently In Use |  | 12000 | Gasoline
9-200020 | Enchanted Lakes 76 | 1010 KEOLU DR | Kailua | HI | 96734 | Chevron Environmental Management Company | Americas West Logistics team 145 South State College Blvd, Room 5032 | Kailua | HI | 96734 | 2 | 1989-10-23 | Currently in Use |  | 12000 | Gasoline
9-200020 | Enchanted Lakes 76 | 1010 KEOLU DR | Kailua | HI | 96734 | Mid Pac Petroleum LLC | 1100 Alakea Street, 8th floor | Kailua | HI | 96734 | R-4 | 1961-04-01 | Permanently Out of Use | 1992-08-12 | 550 | Used Oil
9-200020 | Enchanted Lakes 76 | 1010 KEOLU DR | Kailua | HI | 96734 | Mid Pac Petroleum LLC | 1100 Alakea Street, 8th floor | Kailua | HI | 96734 | R-2 | 1961-04-01 | Permanently Out of Use | 1992-08-12 | 10000 | Gasoline
9-200020 | Enchanted Lakes 76 | 1010 KEOLU DR | Kailua | HI | 96734 | Chevron Environmental Management Company | Americas West Logistics team 145 South State College Blvd, Room 5032 | Kailua | HI | 96734 | R-4 | 1961-04-01 | Permanently Out of Use | 1992-08-12 | 550 | Used Oil
9-200020 | Enchanted Lakes 76 | 1010 KEOLU DR | Kailua | HI | 96734 | Chevron Environmental Management Company | Americas West Logistics team 145 South State College Blvd, Room 5032 | Kailua | HI | 96734 | R-2 | 1961-04-01 | Permanently Out of Use | 1992-08-12 | 10000 | Gasoline
9-200020 | Enchanted Lakes 76 | 1010 KEOLU DR | Kailua | HI | 96734 | Chevron Environmental Management Company | Americas West Logistics team 145 South State College Blvd, Room 5032 | Kailua | HI | 96734 | R-1 | 1961-04-01 | Permanently Out of Use | 1992-08-12 | 10000 | Gasoline
9-200020 | Enchanted Lakes 76 | 1010 KEOLU DR | Kailua | HI | 96734 | Mid Pac Petroleum LLC | 1100 Alakea Street, 8th floor | Kailua | HI | 96734 | R-1 | 1961-04-01 | Permanently Out of Use | 1992-08-12 | 10000 | Gasoline
9-100339 | Mahalo North King Auto | 1010 N KING ST | Honolulu | HI | 96817 | ALOHA PETROLEUM, LTD. | 1132 Bishop Street, Suite 1700 | Honolulu | HI | 96817 | R-2 | 1964-02-07 | Permanently Out of Use | 1987-11-30 | 4000 | Gasoline
9-100339 | Mahalo North King Auto | 1010 N KING ST | Honolulu | HI | 96817 | ALOHA PETROLEUM, LTD. | 1132 Bishop Street, Suite 1700 | Honolulu | HI | 96817 | r-5 | 1987-11-25 | Permanently Out of Use | 2005-11-07 | 550 | Used Oil
9-100339 | Mahalo North King Auto | 1010 N KING ST | Honolulu | HI | 96817 | ALOHA PETROLEUM, LTD. | 1132 Bishop Street, Suite 1700 | Honolulu | HI | 96817 | R-5 | 1964-02-07 | Permanently Out of Use | 1987-11-30 | 4000 | Gasoline
9-100339 | Mahalo North King Auto | 1010 N KING ST | Honolulu | HI | 96817 | ALOHA PETROLEUM, LTD. | 1132 Bishop Street, Suite 1700 | Honolulu | HI | 96817 | r-87B | 1987-11-25 | Permanently out of Use | 2007-12-03 | 10000 | Gasoline
9-100339 | Mahalo North King Auto | 1010 N KING ST | Honolulu | HI | 96817 | ALOHA PETROLEUM, LTD. | 1132 Bishop Street, Suite 1700 | Honolulu | HI | 96817 | R-4 | 1964-02-07 | Permanently Out of Use | 1987-11-30 | 4000 | Gasoline
9-100339 | Mahalo North King Auto | 1010 N KING ST | Honolulu | HI | 96817 | ALOHA PETROLEUM, LTD. | 1132 Bishop Street, Suite 1700 | Honolulu | HI | 96817 | r-89 | 1987-11-25 | Permanently out of Use | 2007-12-03 | 10000 | Gasoline
9-100339 | Mahalo North King Auto | 1010 N KING ST | Honolulu | HI | 96817 | ALOHA PETROLEUM, LTD. | 1132 Bishop Street, Suite 1700 | Honolulu | HI | 96817 | r-92 | 1987-11-25 | Permanently out of Use | 2007-12-03 | 10000 | Gasoline
9-100339 | Mahalo North King Auto | 1010 N KING ST | Honolulu | HI | 96817 | ALOHA PETROLEUM, LTD. | 1132 Bishop Street, Suite 1700 | Honolulu | HI | 96817 | R-3 | 1964-02-07 | Permanently Out of Use | 1987-11-30 | 4000 | Gasoline
9-100339 | Mahalo North King Auto | 1010 N KING ST | Honolulu | HI | 96817 | ALOHA PETROLEUM, LTD. | 1132 Bishop Street, Suite 1700 | Honolulu | HI | 96817 | R-1 | 1964-02-07 | Permanently Out of Use | 1987-11-30 | 550 | Used Oil
9-100339 | Mahalo North King Auto | 1010 N KING ST | Honolulu | HI | 96817 | ALOHA PETROLEUM, LTD. | 1132 Bishop Street, Suite 1700 | Honolulu | HI | 96817 | R-6 | 1975-02-07 | Permanently Out of Use | 1987-11-30 | 4000 | Gasoline
9-100339 | Mahalo North King Auto | 1010 N KING ST | Honolulu | HI | 96817 | ALOHA PETROLEUM, LTD. | 1132 Bishop Street, Suite 1700 | Honolulu | HI | 96817 | r-87A | 1987-11-25 | Permanently out of Use | 2007-12-03 | 10000 | Gasoline
9-101235 | KAISER HOSPITAL HONOLULU CLINIC | 1010 PENSACOLA ST | Honolulu | HI | 96814 | KAISER PERMANENTE |  | Honolulu | HI | 96814 | M-2 | 1986-01-01 | Currently In Use |  | 2000 | Diesel
9-101235 | KAISER HOSPITAL HONOLULU CLINIC | 1010 PENSACOLA ST | Honolulu | HI | 96814 | KAISER PERMANENTE |  | Honolulu | HI | 96814 | R-1 |  | Permanently Out of Use |  |  | Other
9-101235 | KAISER HOSPITAL HONOLULU CLINIC | 1010 PENSACOLA ST | Honolulu | HI | 96814 | Kailser Permanente Honolulu Clinic | 2828 Paa Street | Honolulu | HI | 96814 | M-2 | 1986-01-01 | Currently In Use |  | 2000 | Diesel
9-101235 | KAISER HOSPITAL HONOLULU CLINIC | 1010 PENSACOLA ST | Honolulu | HI | 96814 | Kaiser Foundation Hospital | 3288 Moanalua Road | Honolulu | HI | 96814 | M-2 | 1986-01-01 | Currently In Use |  | 2000 | Diesel
9-101235 | KAISER HOSPITAL HONOLULU CLINIC | 1010 PENSACOLA ST | Honolulu | HI | 96814 | Kailser Permanente Honolulu Clinic | 2828 Paa Street | Honolulu | HI | 96814 | R-1 |  | Permanently Out of Use |  |  | Other
9-101235 | KAISER HOSPITAL HONOLULU CLINIC | 1010 PENSACOLA ST | Honolulu | HI | 96814 | Kaiser Foundation Hospital | 3288 Moanalua Road | Honolulu | HI | 96814 | R-1 |  | Permanently Out of Use |  |  | Other
9-102690 | WRAF - HAWAIIAN TUNA PACKERS | 1011 ALA MOANA BLVD | Honolulu | HI | 96814 | WRAF - HAWAIIAN TUNA PACKERS | 1011 ALA MOANA BLVD | Honolulu | HI | 96814 | R-2 |  | Permanently Out of Use | 1985-01-01 |  | Diesel
9-102690 | WRAF - HAWAIIAN TUNA PACKERS | 1011 ALA MOANA BLVD | Honolulu | HI | 96814 | WRAF - HAWAIIAN TUNA PACKERS | 1011 ALA MOANA BLVD | Honolulu | HI | 96814 | R-1 |  | Permanently Out of Use | 1985-08-01 |  | Gasoline
9-201228 | WAHIAWA CHEVRON SS | 1011 CALIFORNIA AVE | Wahiawa | HI | 96786 | WESLEY AIHARA | 1011 CALIFORNIA AVE | Wahiawa | HI | 96786 | R-92 | 1983-08-01 | Permanently out of Use | 2007-05-01 | 10000 | Gasoline
9-201228 | WAHIAWA CHEVRON SS | 1011 CALIFORNIA AVE | Wahiawa | HI | 96786 | WESLEY AIHARA | 1011 CALIFORNIA AVE | Wahiawa | HI | 96786 | R-4 | 1983-08-01 | Permanently Out of Use | 1997-02-05 | 1000 | Used Oil
9-201228 | WAHIAWA CHEVRON SS | 1011 CALIFORNIA AVE | Wahiawa | HI | 96786 | WESLEY AIHARA | 1011 CALIFORNIA AVE | Wahiawa | HI | 96786 | R-89 | 1983-08-01 | Permanently out of Use | 2007-05-01 | 10000 | Gasoline
9-201228 | WAHIAWA CHEVRON SS | 1011 CALIFORNIA AVE | Wahiawa | HI | 96786 | WESLEY AIHARA | 1011 CALIFORNIA AVE | Wahiawa | HI | 96786 | R-87 | 1983-08-01 | Permanently out of Use | 2007-05-01 | 10000 | Gasoline
9-103743 | 1011 KAPIOLANI BLVD | 1011 KAPIOLANI BLVD TMK 2-3-003 PARCEL 88 | Honolulu | HI | 96814 | UNDETERMINED AT THIS TIME | Address Unknown | Honolulu | HI | 96814 | r-1 |  | Permanently Out of Use | 2002-02-01 | 300 | Not Listed
9-201702 | S. KURASHIGE | 1015 LEHUA AVE | Pearl City | HI | 96782 | ALOHA PETROLEUM, LTD. | 1132 BISHOP STREET, SUITE 1700 | Pearl City | HI | 96782 | R-2 | 1970-04-04 | Permanently Out of Use | 1991-04-30 | 4000 | Gasoline
9-201702 | S. KURASHIGE | 1015 LEHUA AVE | Pearl City | HI | 96782 | ALOHA PETROLEUM, LTD. | 1132 BISHOP STREET, SUITE 1700 | Pearl City | HI | 96782 | R-4 |  | Permanently Out of Use | 1991-04-30 | 500 | Gasoline
9-201702 | S. KURASHIGE | 1015 LEHUA AVE | Pearl City | HI | 96782 | ALOHA PETROLEUM, LTD. | 1132 BISHOP STREET, SUITE 1700 | Pearl City | HI | 96782 | R-5 |  | Permanently Out of Use | 1991-04-30 | 500 | Gasoline
9-201702 | S. KURASHIGE | 1015 LEHUA AVE | Pearl City | HI | 96782 | ALOHA PETROLEUM, LTD. | 1132 BISHOP STREET, SUITE 1700 | Pearl City | HI | 96782 | R-1 | 1970-04-04 | Permanently Out of Use | 1991-04-30 | 4000 | Gasoline
9-201702 | S. KURASHIGE | 1015 LEHUA AVE | Pearl City | HI | 96782 | ALOHA PETROLEUM, LTD. | 1132 BISHOP STREET, SUITE 1700 | Pearl City | HI | 96782 | R-3 | 1970-04-04 | Permanently Out of Use | 1991-04-30 | 1000 | Gasoline
9-202666 | SAM'S Club #6410 | 1019 Makolu st | Pearl City | HI | 96782 | Sam's West, Inc | 702 SW 8th Street | Pearl City | HI | 96782 | R-1 |  | Permanently Out of Use | 1992-07-01 | 8500 | Diesel
9-202666 | SAM'S Club #6410 | 1019 Makolu st | Pearl City | HI | 96782 | Sam's West, Inc | 702 SW 8th Street | Pearl City | HI | 96782 | T3a | 2009-03-16 | Currently In Use |  | 15000 | Gasoline
9-202666 | SAM'S Club #6410 | 1019 Makolu st | Pearl City | HI | 96782 | Sam's West, Inc | 702 SW 8th Street | Pearl City | HI | 96782 | T2 | 2009-03-16 | Currently In Use |  | 30000 | Gasoline
9-202666 | SAM'S Club #6410 | 1019 Makolu st | Pearl City | HI | 96782 | Sam's West, Inc | 702 SW 8th Street | Pearl City | HI | 96782 | T1 | 2009-03-16 | Currently In Use |  | 30000 | Gasoline
9-202666 | SAM'S Club #6410 | 1019 Makolu st | Pearl City | HI | 96782 | Sam's West, Inc | 702 SW 8th Street | Pearl City | HI | 96782 | T3b | 2009-03-16 | Currently In Use |  | 15000 | Diesel
9-101471 | MARKET CENTER SS | 1020 AUAHI ST | Honolulu | HI | 96814 | VICTORIA WARD LTD | 1210 AUAHI ST / SUITE 115 | Honolulu | HI | 96814 | R-4 |  | Permanently Out of Use | 2000-08-06 | 6000 | Not Listed
9-101471 | MARKET CENTER SS | 1020 AUAHI ST | Honolulu | HI | 96814 | VICTORIA WARD LTD | 1210 AUAHI ST / SUITE 115 | Honolulu | HI | 96814 | R-3 |  | Permanently Out of Use | 1994-04-06 | 2000 | Used Oil
9-101471 | MARKET CENTER SS | 1020 AUAHI ST | Honolulu | HI | 96814 | VICTORIA WARD LTD | 1210 AUAHI ST / SUITE 115 | Honolulu | HI | 96814 | R-1 |  | Permanently Out of Use | 1994-04-06 | 3000 | Gasoline
9-101471 | MARKET CENTER SS | 1020 AUAHI ST | Honolulu | HI | 96814 | VICTORIA WARD LTD | 1210 AUAHI ST / SUITE 115 | Honolulu | HI | 96814 | R-2 |  | Permanently Out of Use | 1994-04-06 | 2000 | Gasoline
9-100520 | MOANALUA BASEYARD | 1021 KIKOWAENA PL | Honolulu | HI | 96819 | Hawaiian Telcom | P.O. Box 2200 | Honolulu | HI | 96819 | R-2 | 1961-05-07 | Permanently Out of Use | 1990-09-01 | 300 | Kerosene
9-100520 | MOANALUA BASEYARD | 1021 KIKOWAENA PL | Honolulu | HI | 96819 | Hawaiian Telcom | P.O. Box 2200 | Honolulu | HI | 96819 | 32 | 1990-09-01 | Currently in Use |  | 12000 | Gasoline
9-100520 | MOANALUA BASEYARD | 1021 KIKOWAENA PL | Honolulu | HI | 96819 | Hawaiian Telcom | P.O. Box 2200 | Honolulu | HI | 96819 | R-3 | 1961-05-07 | Permanently Out of Use | 1990-09-01 | 8000 | Diesel
9-100520 | MOANALUA BASEYARD | 1021 KIKOWAENA PL | Honolulu | HI | 96819 | Hawaiian Telcom | P.O. Box 2200 | Honolulu | HI | 96819 | 33 | 1990-09-01 | Currently in Use |  | 10000 | Diesel
9-100520 | MOANALUA BASEYARD | 1021 KIKOWAENA PL | Honolulu | HI | 96819 | Hawaiian Telcom | P.O. Box 2200 | Honolulu | HI | 96819 | R-1 | 1976-05-07 | Permanently Out of Use | 1990-09-01 | 10000 | Gasoline
9-100520 | MOANALUA BASEYARD | 1021 KIKOWAENA PL | Honolulu | HI | 96819 | Hawaiian Telcom | P.O. Box 2200 | Honolulu | HI | 96819 | R-158 |  | Permanently Out of Use | 1992-12-12 | 265 | Used Oil
9-100520 | MOANALUA BASEYARD | 1021 KIKOWAENA PL | Honolulu | HI | 96819 | Hawaiian Telcom | P.O. Box 2200 | Honolulu | HI | 96819 | R-4 | 1961-05-07 | Permanently Out of Use | 1990-09-01 | 300 | Diesel
9-100831 | TAI HING CO., INC. | 1023 KAWAIAHAO ST | Honolulu | HI | 96814 | TAI HING CO., INC. | 1023 KAWAIAHAO ST | Honolulu | HI | 96814 | 001 | 1976-04-05 | Permanently Out of Use | 1997-03-18 | 1000 | Gasoline
9-101530 | TOKUNAGA MASONRY, INC. | 1024 KIKOWAENA PL | Honolulu | HI | 96819 | TOKUNAGA MASONRY, INC. | 1024 KIKOWAENA PLACE | Honolulu | HI | 96819 | R-2 | 1966-05-04 | Permanently Out of Use | 1990-11-21 | 6000 | Gasoline
9-101530 | TOKUNAGA MASONRY, INC. | 1024 KIKOWAENA PL | Honolulu | HI | 96819 | TOKUNAGA MASONRY, INC. | 1024 KIKOWAENA PLACE | Honolulu | HI | 96819 | R-1 | 1966-05-04 | Permanently Out of Use | 1990-11-21 | 1000 | Diesel
9-100508 | KALIHI CENTRAL OFFICE | 1025 KAILI ST | Honolulu | HI | 96819 | Hawaiian Telcom | P.O. Box 2200 | Honolulu | HI | 96819 | M-2 | 1986-03-01 | Currently In Use |  | 2000 | Diesel
9-100508 | KALIHI CENTRAL OFFICE | 1025 KAILI ST | Honolulu | HI | 96819 | Hawaiian Telcom | P.O. Box 2200 | Honolulu | HI | 96819 | R-M-001 | 1968-01-07 | Permanently Out of Use | 1986-01-01 | 1500 | Diesel
9-201022 | SHELL SERVICE STATION | 1025 KEOLU DR | Kailua | HI | 96734 | EQUILON ENTERPRISES, LLC DBA SHELL OIL PRODUCTS US | 2555 13TH AVE, SW | Kailua | HI | 96734 | R-6 |  | Permanently Out of Use | 2003-03-01 | 550 | Used Oil
9-201022 | SHELL SERVICE STATION | 1025 KEOLU DR | Kailua | HI | 96734 | EQUILON ENTERPRISES, LLC DBA SHELL OIL PRODUCTS US | 2555 13TH AVE, SW | Kailua | HI | 96734 | R-3 |  | Permanently Out of Use | 2003-12-11 | 12000 | Gasoline
9-201022 | SHELL SERVICE STATION | 1025 KEOLU DR | Kailua | HI | 96734 | EQUILON ENTERPRISES, LLC DBA SHELL OIL PRODUCTS US | 2555 13TH AVE, SW | Kailua | HI | 96734 | R-2 |  | Permanently Out of Use | 2003-12-11 | 12000 | Gasoline
9-201022 | SHELL SERVICE STATION | 1025 KEOLU DR | Kailua | HI | 96734 | EQUILON ENTERPRISES, LLC DBA SHELL OIL PRODUCTS US | 2555 13TH AVE, SW | Kailua | HI | 96734 | R-1 |  | Permanently Out of Use | 2003-12-11 | 12000 | Gasoline
9-201022 | SHELL SERVICE STATION | 1025 KEOLU DR | Kailua | HI | 96734 | EQUILON ENTERPRISES, LLC DBA SHELL OIL PRODUCTS US | 2555 13TH AVE, SW | Kailua | HI | 96734 | R-4 | 1979-04-19 | Permanently Out of Use | 1997-07-28 | 500 | Used Oil
9-201022 | SHELL SERVICE STATION | 1025 KEOLU DR | Kailua | HI | 96734 | EQUILON ENTERPRISES, LLC DBA SHELL OIL PRODUCTS US | 2555 13TH AVE, SW | Kailua | HI | 96734 | R-3 | 1979-04-19 | Permanently Out of Use | 1997-07-28 | 8000 | Gasoline
9-201022 | SHELL SERVICE STATION | 1025 KEOLU DR | Kailua | HI | 96734 | EQUILON ENTERPRISES, LLC DBA SHELL OIL PRODUCTS US | 2555 13TH AVE, SW | Kailua | HI | 96734 | R-1 | 1979-04-19 | Permanently Out of Use | 1997-07-28 | 8000 | Gasoline
9-201022 | SHELL SERVICE STATION | 1025 KEOLU DR | Kailua | HI | 96734 | EQUILON ENTERPRISES, LLC DBA SHELL OIL PRODUCTS US | 2555 13TH AVE, SW | Kailua | HI | 96734 | R-2 | 1979-04-19 | Permanently Out of Use | 1997-07-28 | 8000 | Gasoline
9-103666 | SAND ISLAND INDUSTRIAL PARK | 1026 PAAPU ST | Honolulu | HI | 96819 | C&C HNL - DEPT OF ENVIRONMENTAL SERVICES | 1000 ULU'OHIA STREET, SUITE 308 | Honolulu | HI | 96819 | M-1 | 1995-05-01 | Currently In Use |  | 1000 | Diesel
9-103044 | MALUHIA HOSPITAL | 1027 HALA DR | Honolulu | HI | 96817 | STATE DOH - MALUHIA HOSPITAL | 1027 HALA DR | Honolulu | HI | 96817 | R-1 |  | Permanently Out of Use | 1995-03-16 | 550 | Diesel
9-100783 | Marshall's Shell SS | 1029 Houghtailing St | Honolulu | HI | 96817 | Marshall Shell Services | 1029 Houghtailing St | Honolulu | HI | 96817 | r-Diesel | 1991-12-01 | Permanently out of Use | 2004-12-03 | 12000 | Diesel
9-100783 | Marshall's Shell SS | 1029 Houghtailing St | Honolulu | HI | 96817 | Marshall Shell Services | 1029 Houghtailing St | Honolulu | HI | 96817 | r-87 | 1991-12-01 | Permanently out of Use | 2014-12-03 | 12000 | Gasoline
9-100783 | Marshall's Shell SS | 1029 Houghtailing St | Honolulu | HI | 96817 | Marshall Shell Services | 1029 Houghtailing St | Honolulu | HI | 96817 | r-92 | 1991-12-01 | Permanently out of Use | 2014-12-03 | 12000 | Gasoline
9-100783 | Marshall's Shell SS | 1029 Houghtailing St | Honolulu | HI | 96817 | Marshall Shell Services | 1029 Houghtailing St | Honolulu | HI | 96817 | R-5 | 1968-04-18 | Permanently Out of Use | 1991-09-30 | 550 | Used Oil
9-100783 | Marshall's Shell SS | 1029 Houghtailing St | Honolulu | HI | 96817 | Marshall Shell Services | 1029 Houghtailing St | Honolulu | HI | 96817 | R-4 | 1968-04-18 | Permanently Out of Use | 1991-09-30 | 6000 | Gasoline
9-100783 | Marshall's Shell SS | 1029 Houghtailing St | Honolulu | HI | 96817 | Marshall Shell Services | 1029 Houghtailing St | Honolulu | HI | 96817 | R-1 | 1971-04-19 | Permanently Out of Use | 1991-09-30 | 6000 | Gasoline
9-100783 | Marshall's Shell SS | 1029 Houghtailing St | Honolulu | HI | 96817 | Marshall Shell Services | 1029 Houghtailing St | Honolulu | HI | 96817 | R-2 | 1968-04-18 | Permanently Out of Use | 1991-09-30 | 4000 | Gasoline
9-100783 | Marshall's Shell SS | 1029 Houghtailing St | Honolulu | HI | 96817 | Marshall Shell Services | 1029 Houghtailing St | Honolulu | HI | 96817 | R-3 | 1968-04-18 | Permanently Out of Use | 1991-09-30 | 7000 | Gasoline
9-100783 | Marshall's Shell SS | 1029 Houghtailing St | Honolulu | HI | 96817 | ALOHA PETROLEUM, LTD. | 1132 BISHOP STREET, SUITE 1700 | Honolulu | HI | 96817 | r-87 | 1991-12-01 | Permanently out of Use | 2014-12-03 | 12000 | Gasoline
9-100783 | Marshall's Shell SS | 1029 Houghtailing St | Honolulu | HI | 96817 | ALOHA PETROLEUM, LTD. | 1132 BISHOP STREET, SUITE 1700 | Honolulu | HI | 96817 | r-Diesel | 1991-12-01 | Permanently out of Use | 2004-12-03 | 12000 | Diesel
9-100783 | Marshall's Shell SS | 1029 Houghtailing St | Honolulu | HI | 96817 | ALOHA PETROLEUM, LTD. | 1132 BISHOP STREET, SUITE 1700 | Honolulu | HI | 96817 | r-92 | 1991-12-01 | Permanently out of Use | 2014-12-03 | 12000 | Gasoline
9-100783 | Marshall's Shell SS | 1029 Houghtailing St | Honolulu | HI | 96817 | ALOHA PETROLEUM, LTD. | 1132 BISHOP STREET, SUITE 1700 | Honolulu | HI | 96817 | R-1 | 1971-04-19 | Permanently Out of Use | 1991-09-30 | 6000 | Gasoline
9-100783 | Marshall's Shell SS | 1029 Houghtailing St | Honolulu | HI | 96817 | ALOHA PETROLEUM, LTD. | 1132 BISHOP STREET, SUITE 1700 | Honolulu | HI | 96817 | R-2 | 1968-04-18 | Permanently Out of Use | 1991-09-30 | 4000 | Gasoline
9-100783 | Marshall's Shell SS | 1029 Houghtailing St | Honolulu | HI | 96817 | ALOHA PETROLEUM, LTD. | 1132 BISHOP STREET, SUITE 1700 | Honolulu | HI | 96817 | R-3 | 1968-04-18 | Permanently Out of Use | 1991-09-30 | 7000 | Gasoline
9-100783 | Marshall's Shell SS | 1029 Houghtailing St | Honolulu | HI | 96817 | ALOHA PETROLEUM, LTD. | 1132 BISHOP STREET, SUITE 1700 | Honolulu | HI | 96817 | R-4 | 1968-04-18 | Permanently Out of Use | 1991-09-30 | 6000 | Gasoline
9-100783 | Marshall's Shell SS | 1029 Houghtailing St | Honolulu | HI | 96817 | ALOHA PETROLEUM, LTD. | 1132 BISHOP STREET, SUITE 1700 | Honolulu | HI | 96817 | R-5 | 1968-04-18 | Permanently Out of Use | 1991-09-30 | 550 | Used Oil
9-101497 | ECONOMY PLUMBING & SHEETMETAL, inc | 1029 Ulupono Street | Honolulu | HI | 96819 | ECONOMY PLUMBING & SHEETMETAL, INC | 1029 Ulupono St | Honolulu | HI | 96819 | R-1 | 1961-03-10 | Permanently Out of Use | 1989-10-23 | 500 | Gasoline
9-101497 | ECONOMY PLUMBING & SHEETMETAL, inc | 1029 Ulupono Street | Honolulu | HI | 96819 | ECONOMY PLUMBING & SHEETMETAL, INC | 1029 Ulupono St | Honolulu | HI | 96819 | 87 | 1989-12-08 | Currently in Use |  | 550 | Gasoline
9-600658 | ORCHID ISLE AUTO CENTER | 1030 KANOELEHUA AVE | Hilo | HI | 96720 | INTER-PACIFIC MOTORS INC. | 1030 KANOELEHUA AVE | Hilo | HI | 96720 | R-3 | 1967-05-01 | Permanently Out of Use | 1988-04-01 | 1000 | Used Oil
9-600658 | ORCHID ISLE AUTO CENTER | 1030 KANOELEHUA AVE | Hilo | HI | 96720 | INTER-PACIFIC MOTORS INC. | 1030 KANOELEHUA AVE | Hilo | HI | 96720 | R-2 | 1967-05-01 | Permanently Out of Use | 1986-12-30 | 2000 | Gasoline
9-600658 | ORCHID ISLE AUTO CENTER | 1030 KANOELEHUA AVE | Hilo | HI | 96720 | INTER-PACIFIC MOTORS INC. | 1030 KANOELEHUA AVE | Hilo | HI | 96720 | R-1 | 1967-05-01 | Permanently Out of Use | 1986-12-30 | 2000 | Gasoline
9-100137 | HART ST WWPS | 1031 N NIMITZ HWY | Honolulu | HI | 96819 | C&C of Honolulu Dept of Environmental Services | 1000 Uluohia Street, Suite 308 | Honolulu | HI | 96819 | M-2 | 2003-10-13 | Currently In Use |  | 15000 | Diesel
9-100137 | HART ST WWPS | 1031 N NIMITZ HWY | Honolulu | HI | 96819 | C&C of Honolulu Dept of Environmental Services | 1000 Uluohia Street, Suite 308 | Honolulu | HI | 96819 | R-M-1 | 1979-05-08 | Permanently Out of Use | 2003-05-22 | 5000 | Diesel
9-503151 | KUSUMOTO SERVICE | 1035 MAKAWAO AVE | Makawao | HI | 96768 | COVIC CONSTRUCTIONS CO., INC | 1033 MAKAWAO AVE | Makawao | HI | 96768 | R-2 |  | Permanently Out of Use | 1996-06-14 | 1000 | Gasoline
9-503151 | KUSUMOTO SERVICE | 1035 MAKAWAO AVE | Makawao | HI | 96768 | COVIC CONSTRUCTIONS CO., INC | 1033 MAKAWAO AVE | Makawao | HI | 96768 | R-1 |  | Permanently Out of Use | 1996-06-14 | 500 | Gasoline
9-400397 | LANA'I CITY SERVICE, INC | 1036 LANAI AVE | Lanai City | HI | 96763 | LANAI CITY SERVICE, INC | 1036 LANAI AVE | Lanai City | HI | 96763 | 1C | 1992-12-30 | Currently In Use |  | 2000 | Diesel
9-400397 | LANA'I CITY SERVICE, INC | 1036 LANAI AVE | Lanai City | HI | 96763 | LANAI CITY SERVICE, INC | 1036 LANAI AVE | Lanai City | HI | 96763 | 1A | 1992-12-30 | Currently in Use |  | 6000 | Gasoline
9-400397 | LANA'I CITY SERVICE, INC | 1036 LANAI AVE | Lanai City | HI | 96763 | LANAI CITY SERVICE, INC | 1036 LANAI AVE | Lanai City | HI | 96763 | 1B | 1992-12-30 | Currently In Use |  | 4000 | Gasoline
9-400397 | LANA'I CITY SERVICE, INC | 1036 LANAI AVE | Lanai City | HI | 96763 | LANAI CITY SERVICE, INC | 1036 LANAI AVE | Lanai City | HI | 96763 | R-3 | 1950-04-10 | Permanently Out of Use | 1992-10-29 | 2895 | Gasoline
9-400397 | LANA'I CITY SERVICE, INC | 1036 LANAI AVE | Lanai City | HI | 96763 | LANAI CITY SERVICE, INC | 1036 LANAI AVE | Lanai City | HI | 96763 | R-1 | 1950-04-10 | Permanently Out of Use | 1992-10-29 | 1890 | Gasoline
9-400397 | LANA'I CITY SERVICE, INC | 1036 LANAI AVE | Lanai City | HI | 96763 | LANAI CITY SERVICE, INC | 1036 LANAI AVE | Lanai City | HI | 96763 | R-2 | 1950-04-10 | Permanently Out of Use | 1992-10-29 | 2100 | Gasoline
9-101145 | BROADHEAD CO. | 1038 KIKOWAENA PL | Honolulu | HI | 96819 | GEORGE O. RADFORD | 2877 INDUSTRIAL PARKWAY | Honolulu | HI | 96819 | R-1 | 1968-04-23 | Permanently Out of Use |  | 550 | Gasoline
9-101145 | BROADHEAD CO. | 1038 KIKOWAENA PL | Honolulu | HI | 96819 | GEORGE O. RADFORD | 2877 INDUSTRIAL PARKWAY | Honolulu | HI | 96819 | R-2 | 1968-04-23 | Permanently Out of Use |  | 1000 | Gasoline
9-102337 | AUXILIARY SERVICES - DOE | 1039 S KING ST | Honolulu | HI | 96814 | STATE DOE - AUXILIARY SERVICES SECTION | 1037 S BERETANIA St | Honolulu | HI | 96814 | R-003 | 1967-04-01 | Permanently Out of Use | 1970-07-01 | 250 | Gasoline
9-102337 | AUXILIARY SERVICES - DOE | 1039 S KING ST | Honolulu | HI | 96814 | STATE DOE - AUXILIARY SERVICES SECTION | 1037 S BERETANIA St | Honolulu | HI | 96814 | R-1 | 1970-04-01 | Permanently Out of Use | 1997-12-22 | 850 | Gasoline
9-102337 | AUXILIARY SERVICES - DOE | 1039 S KING ST | Honolulu | HI | 96814 | STATE DOE - AUXILIARY SERVICES SECTION | 1037 S BERETANIA St | Honolulu | HI | 96814 | R-2 | 1967-04-01 | Permanently Out of Use | 1997-12-01 | 300 | Diesel
9-102337 | AUXILIARY SERVICES - DOE | 1039 S KING ST | Honolulu | HI | 96814 | STATE DOE - AUXILIARY SERVICES SECTION | 1037 S BERETANIA St | Honolulu | HI | 96814 | R-4 |  | Permanently Out of Use | 1997-12-22 | 1400 | Gasoline
9-100071 | C&CH CENTRAL FIRE STATION | 104 S BERETANIA ST. | Honolulu | HI | 96813 | C&C HNL Fire Dept | 636 South Street | Honolulu | HI | 96813 | R-1 | 1955-09-02 | Permanently Out of Use | 1991-01-15 | 1000 | Gasoline
9-100071 | C&CH CENTRAL FIRE STATION | 104 S BERETANIA ST. | Honolulu | HI | 96813 | C&C HNL Fire Dept | 636 South Street | Honolulu | HI | 96813 | 87 | 1991-02-28 | Currently in Use |  | 1000 | Gasoline
9-101540 | DAVENROY DRY CLEANERS & LAUNDRY | 1042 KAPAHULU AVE | Honolulu | HI | 96816 | DAVENROYE ENTRPRISES, LTD | 45-643 KENEKE ST | Honolulu | HI | 96816 | R-7 |  | Permanently Out of Use | 1996-04-09 | 1000 | Heating Oil
9-101540 | DAVENROY DRY CLEANERS & LAUNDRY | 1042 KAPAHULU AVE | Honolulu | HI | 96816 | DAVENROYE ENTRPRISES, LTD | 45-643 KENEKE ST | Honolulu | HI | 96816 | R-2 | 1969-04-28 | Permanently Out of Use | 1990-11-29 | 2000 | Other
9-101540 | DAVENROY DRY CLEANERS & LAUNDRY | 1042 KAPAHULU AVE | Honolulu | HI | 96816 | DAVENROYE ENTRPRISES, LTD | 45-643 KENEKE ST | Honolulu | HI | 96816 | R-3 | 1969-04-28 | Permanently Out of Use | 1990-11-29 | 1000 | Other
9-101540 | DAVENROY DRY CLEANERS & LAUNDRY | 1042 KAPAHULU AVE | Honolulu | HI | 96816 | DAVENROYE ENTRPRISES, LTD | 45-643 KENEKE ST | Honolulu | HI | 96816 | R-5 |  | Permanently Out of Use | 1996-04-09 | 550 | Other
9-101540 | DAVENROY DRY CLEANERS & LAUNDRY | 1042 KAPAHULU AVE | Honolulu | HI | 96816 | DAVENROYE ENTRPRISES, LTD | 45-643 KENEKE ST | Honolulu | HI | 96816 | R-6 |  | Permanently Out of Use | 1996-04-09 | 750 | Kerosene
9-101540 | DAVENROY DRY CLEANERS & LAUNDRY | 1042 KAPAHULU AVE | Honolulu | HI | 96816 | DAVENROYE ENTRPRISES, LTD | 45-643 KENEKE ST | Honolulu | HI | 96816 | R-4 | 1969-04-28 | Permanently Out of Use | 1990-11-29 | 1000 | Other
9-101540 | DAVENROY DRY CLEANERS & LAUNDRY | 1042 KAPAHULU AVE | Honolulu | HI | 96816 | DAVENROYE ENTRPRISES, LTD | 45-643 KENEKE ST | Honolulu | HI | 96816 | R-1 | 1969-04-28 | Permanently Out of Use | 1990-11-29 | 6000 | Gasoline
9-601842 | KEAUKAHA MILITARY RESERVE | 1046 LEILANI ST | Hilo | HI | 96720 | STATE DOD - ARMY NATIONAL GUARD | 3949 DIAMOND HEAD ROAD | Hilo | HI | 96720 | R-2 | 1942-12-31 | Permanently Out of Use | 1998-01-23 | 1000 | Gasoline
9-601842 | KEAUKAHA MILITARY RESERVE | 1046 LEILANI ST | Hilo | HI | 96720 | STATE DOD - ARMY NATIONAL GUARD | 3949 DIAMOND HEAD ROAD | Hilo | HI | 96720 | R-1 | 1942-12-31 | Permanently Out of Use | 1991-01-01 | 6000 | Diesel
9-601842 | KEAUKAHA MILITARY RESERVE | 1046 LEILANI ST | Hilo | HI | 96720 | STATE DOD - ARMY NATIONAL GUARD | 3949 DIAMOND HEAD ROAD | Hilo | HI | 96720 | R-3 | 1942-12-31 | Permanently Out of Use | 1998-01-24 | 1000 | Diesel
9-100835 | JAS. W. GLOVER, LTD. | 1046 WAIMANU ST | Honolulu | HI | 96814 | JAS W. GLOVER, LTD | 725 KAPIOLANI BLVD, SUITE 306 | Honolulu | HI | 96814 | R-1 | 1937-03-07 | Permanently Out of Use | 1990-11-12 | 600 | Gasoline
9-200878 | KAILUA TOYOTA SERVICE | 105 ONEAWA ST | Kailua | HI | 96734 | SERVCO PACIFIC, INC. | P.O. BOX 2788 | Kailua | HI | 96734 | R-1 | 1972-05-05 | Permanently Out of Use | 1992-07-06 | 580 | Used Oil
9-200881 | SERVICE MOTOR CO. | 105 S KAMEHAMEHA HWY | Wahiawa | HI | 96786 | SERVCO PACIFIC, INC. | P.O. BOX 2788 | Wahiawa | HI | 96786 | R-1 | 1946-05-05 | Permanently Out of Use | 1997-09-29 | 550 | Used Oil
9-200881 | SERVICE MOTOR CO. | 105 S KAMEHAMEHA HWY | Wahiawa | HI | 96786 | SERVCO PACIFIC, INC. | P.O. BOX 2788 | Wahiawa | HI | 96786 | R-2 |  | Permanently Out of Use | 2002-12-04 | 1000 | Gasoline
9-200881 | SERVICE MOTOR CO. | 105 S KAMEHAMEHA HWY | Wahiawa | HI | 96786 | SERVCO PACIFIC, INC. | P.O. BOX 2788 | Wahiawa | HI | 96786 | R-3 |  | Permanently Out of Use | 2002-12-04 | 550 | Unknown
9-200881 | SERVICE MOTOR CO. | 105 S KAMEHAMEHA HWY | Wahiawa | HI | 96786 | SERVCO PACIFIC, INC. | P.O. BOX 2788 | Wahiawa | HI | 96786 | R-5 |  | Permanently Out of Use | 2002-12-04 | 550 | Unknown
9-200881 | SERVICE MOTOR CO. | 105 S KAMEHAMEHA HWY | Wahiawa | HI | 96786 | SERVCO PACIFIC, INC. | P.O. BOX 2788 | Wahiawa | HI | 96786 | R-4 |  | Permanently Out of Use | 2002-12-04 | 550 | Unknown
9-103470 | ROOFING SUPPLY | 1050 KIKOWAENA PL | Honolulu | HI | 96819 | ROOFING SUPPLY | 1050 KIKOWAENA PLACE | Honolulu | HI | 96819 | R-1 |  | Permanently Out of Use | 1998-10-21 | 1000 | Gasoline
9-101105 | Benton's Ahua St. Chevron | 1055 AHUA ST | Honolulu | HI | 96819 | CHEVRON PRODUCTS COMPANY | Attn Permit Desk PO Box 6004 | Honolulu | HI | 96819 | 87 | 1982-07-18 | Currently in Use |  | 10000 | Gasoline
9-101105 | Benton's Ahua St. Chevron | 1055 AHUA ST | Honolulu | HI | 96819 | CHEVRON PRODUCTS COMPANY | Attn Permit Desk PO Box 6004 | Honolulu | HI | 96819 | 5 | 1982-07-18 | Currently in Use |  | 1000 | Used Oil
9-101105 | Benton's Ahua St. Chevron | 1055 AHUA ST | Honolulu | HI | 96819 | CHEVRON PRODUCTS COMPANY | Attn Permit Desk PO Box 6004 | Honolulu | HI | 96819 | 4 | 1982-07-18 | Currently in Use |  | 10000 | Diesel
9-101105 | Benton's Ahua St. Chevron | 1055 AHUA ST | Honolulu | HI | 96819 | CHEVRON PRODUCTS COMPANY | Attn Permit Desk PO Box 6004 | Honolulu | HI | 96819 | 92 | 1982-07-18 | Currently in Use |  | 10000 | Gasoline
9-101105 | Benton's Ahua St. Chevron | 1055 AHUA ST | Honolulu | HI | 96819 | CHEVRON PRODUCTS COMPANY | Attn Permit Desk PO Box 6004 | Honolulu | HI | 96819 | 87 | 1982-07-18 | Currently in Use |  | 10000 | Gasoline
9-103612 | SAN AUTO BODY AND PAINTING | 1058 WAIMANU ST | Honolulu | HI | 96814 | SAN AUTO BODY AND PAINTING | 1058 WAIMANU ST | Honolulu | HI | 96814 | R-1 |  | Permanently Out of Use | 1999-11-20 | 500 | Gasoline
9-102882 | KING KLEANERS LTD. | 1059 12TH AVE | Honolulu | HI | 96827 | INDUSTRIAL TECHNOLOGY | TANK CLEANING & WASTE MANAGEMENT / P.O. BOX 27066 | Honolulu | HI | 96827 | R-1 |  | Permanently Out of Use | 1993-12-06 |  | Not Listed
9-102882 | KING KLEANERS LTD. | 1059 12TH AVE | Honolulu | HI | 96827 | INDUSTRIAL TECHNOLOGY | TANK CLEANING & WASTE MANAGEMENT / P.O. BOX 27066 | Honolulu | HI | 96827 | R-3 |  | Permanently Out of Use | 1993-12-06 |  | Not Listed
9-102882 | KING KLEANERS LTD. | 1059 12TH AVE | Honolulu | HI | 96827 | INDUSTRIAL TECHNOLOGY | TANK CLEANING & WASTE MANAGEMENT / P.O. BOX 27066 | Honolulu | HI | 96827 | R-2 |  | Permanently Out of Use | 1993-12-06 |  | Not Listed
9-600643 | BIG ISLAND CAR WASH | 106 WIWOOLE ST | Hilo | HI | 96720 | INTER-PACIFIC MOTORS INC. | 1030 KANOELEHUA AVE | Hilo | HI | 96720 | R-3 | 1970-09-01 | Permanently Out of Use | 1986-12-01 | 8000 | Gasoline
9-600643 | BIG ISLAND CAR WASH | 106 WIWOOLE ST | Hilo | HI | 96720 | INTER-PACIFIC MOTORS INC. | 1030 KANOELEHUA AVE | Hilo | HI | 96720 | R-2 | 1970-09-01 | Permanently Out of Use | 1986-12-01 | 8000 | Gasoline
9-600643 | BIG ISLAND CAR WASH | 106 WIWOOLE ST | Hilo | HI | 96720 | INTER-PACIFIC MOTORS INC. | 1030 KANOELEHUA AVE | Hilo | HI | 96720 | R-1 | 1970-09-01 | Permanently Out of Use | 1986-12-01 | 4000 | Diesel
9-103820 | SAND ISLAND BUSINESS ASSOC. | 1060 Makepono St | Honolulu | HI | 96817 | SAND ISLAND BUSINESS ASSOC. | P.O. BOX 17603 | Honolulu | HI | 96817 | r-1 |  | Permanently out of Use | 2006-08-20 | 2000 | Used Oil
9-101391 | OAHU AMUSEMENT & VENDING INC. | 1062 KIKOWAENA ST | Honolulu | HI | 96819 | PACIFIC AMUSEMENT CO., LTD | 1062 KIKOWAEANA PLACE | Honolulu | HI | 96819 | R-1 | 1972-08-20 | Permanently Out of Use | 1995-01-16 | 1000 | Gasoline
9-103609 | KODAK BUILDING | 1065 KAPIOLANI BLVD | Honolulu | HI | 96814 | ILC INTERNATIONAL | 1585 KAPIOLANI BLVD | Honolulu | HI | 96814 | R-1 |  | Permanently Out of Use | 1999-11-20 | 5000 | Not Listed
9-100184 | Tony Hyundai Honolulu | 1069 S BERETANIA ST | Honolulu | HI | 96814 | Tony Hawaii Automotive Group Ltd | 94-1299 Ka Uka Blvd | Honolulu | HI | 96814 | R-1 | 1983-05-01 | Permanently Out of Use | 1989-03-31 | 500 | Used Oil
9-100184 | Tony Hyundai Honolulu | 1069 S BERETANIA ST | Honolulu | HI | 96814 | Tony Hawaii Automotive Group Ltd | 94-1299 Ka Uka Blvd | Honolulu | HI | 96814 | 2 | 1989-03-19 | Currently in Use |  | 550 | Used Oil
9-201214 | BENTON'S KEOLU CHEVRON | 1070 KEOLU DR | Kailua | HI | 96734 | CHEVRON PRODUCTS COMPANY | Attn Permit Desk PO Box 6004 | Kailua | HI | 96734 | R-2 | 1984-12-01 | Permanently Out of Use | 1996-12-06 | 10000 | Gasoline
9-201214 | BENTON'S KEOLU CHEVRON | 1070 KEOLU DR | Kailua | HI | 96734 | CHEVRON PRODUCTS COMPANY | Attn Permit Desk PO Box 6004 | Kailua | HI | 96734 | R-4 | 1984-12-01 | Permanently Out of Use | 1996-12-06 | 10000 | Used Oil
9-201214 | BENTON'S KEOLU CHEVRON | 1070 KEOLU DR | Kailua | HI | 96734 | CHEVRON PRODUCTS COMPANY | Attn Permit Desk PO Box 6004 | Kailua | HI | 96734 | 1 | 1997-04-01 | Currently In Use |  | 10000 | Gasohol
9-201214 | BENTON'S KEOLU CHEVRON | 1070 KEOLU DR | Kailua | HI | 96734 | CHEVRON PRODUCTS COMPANY | Attn Permit Desk PO Box 6004 | Kailua | HI | 96734 | 2 | 1997-04-01 | Currently In Use |  | 10000 | Gasohol
9-201214 | BENTON'S KEOLU CHEVRON | 1070 KEOLU DR | Kailua | HI | 96734 | CHEVRON PRODUCTS COMPANY | Attn Permit Desk PO Box 6004 | Kailua | HI | 96734 | 3 | 1997-04-01 | Currently In Use |  | 10000 | Gasohol
9-201214 | BENTON'S KEOLU CHEVRON | 1070 KEOLU DR | Kailua | HI | 96734 | CHEVRON PRODUCTS COMPANY | Attn Permit Desk PO Box 6004 | Kailua | HI | 96734 | R-1 | 1984-12-01 | Permanently Out of Use | 1996-12-06 | 10000 | Gasoline
9-201214 | BENTON'S KEOLU CHEVRON | 1070 KEOLU DR | Kailua | HI | 96734 | CHEVRON PRODUCTS COMPANY | Attn Permit Desk PO Box 6004 | Kailua | HI | 96734 | R-3 | 1984-12-01 | Permanently Out of Use | 1996-12-06 | 10000 | Gasoline
9-101111 | KING'S SERVICE | 1070 N KING ST | Honolulu | HI | 96817 | CHEVRON PRODUCTS COMPANY | 91-480 MALAKOLE ST. | Honolulu | HI | 96817 | R-3 | 1970-06-18 | Permanently Out of Use | 1986-09-29 | 10000 | Gasoline
9-101111 | KING'S SERVICE | 1070 N KING ST | Honolulu | HI | 96817 | CHEVRON PRODUCTS COMPANY | 91-480 MALAKOLE ST. | Honolulu | HI | 96817 | R-03 | 1986-10-15 | Permanently Out of Use | 1993-07-01 | 10000 | Gasoline
9-101111 | KING'S SERVICE | 1070 N KING ST | Honolulu | HI | 96817 | CHEVRON PRODUCTS COMPANY | 91-480 MALAKOLE ST. | Honolulu | HI | 96817 | R-1 | 1970-06-18 | Permanently Out of Use | 1986-09-29 | 1000 | Gasoline
9-101111 | KING'S SERVICE | 1070 N KING ST | Honolulu | HI | 96817 | CHEVRON PRODUCTS COMPANY | 91-480 MALAKOLE ST. | Honolulu | HI | 96817 | R-02 | 1986-10-15 | Permanently Out of Use | 1993-07-01 | 10000 | Gasoline
9-101111 | KING'S SERVICE | 1070 N KING ST | Honolulu | HI | 96817 | CHEVRON PRODUCTS COMPANY | 91-480 MALAKOLE ST. | Honolulu | HI | 96817 | R-01 | 1986-10-15 | Permanently Out of Use | 1993-07-01 | 10000 | Gasoline
9-101111 | KING'S SERVICE | 1070 N KING ST | Honolulu | HI | 96817 | CHEVRON PRODUCTS COMPANY | 91-480 MALAKOLE ST. | Honolulu | HI | 96817 | R-5 | 1970-06-18 | Permanently Out of Use | 1986-09-29 | 1000 | Used Oil
9-101111 | KING'S SERVICE | 1070 N KING ST | Honolulu | HI | 96817 | CHEVRON PRODUCTS COMPANY | 91-480 MALAKOLE ST. | Honolulu | HI | 96817 | R-4 | 1970-06-18 | Permanently Out of Use | 1986-09-29 | 5000 | Gasoline
9-101111 | KING'S SERVICE | 1070 N KING ST | Honolulu | HI | 96817 | CHEVRON PRODUCTS COMPANY | 91-480 MALAKOLE ST. | Honolulu | HI | 96817 | R-2 | 1970-06-18 | Permanently Out of Use | 1986-09-29 | 10000 | Gasoline
9-101111 | KING'S SERVICE | 1070 N KING ST | Honolulu | HI | 96817 | CHEVRON PRODUCTS COMPANY | 91-480 MALAKOLE ST. | Honolulu | HI | 96817 | R-04 | 1986-10-15 | Permanently Out of Use | 1993-07-01 | 1000 | Used Oil
9-100767 | BILL'S CRANE SERVICE, INC. | 1071 MAKEPONO (PREVIOUS 212 HOOKAHI WAY) | Honolulu | HI | 96819 | BILL'S CRANE SERVICE, INC. | 212 HOOKAHI WAY-SAND ISLAND | Honolulu | HI | 96819 | R-1 | 1970-07-14 | Permanently Out of Use | 1998-01-07 | 1000 | Gasoline
9-500424 | TOMA GARAGE | 1073 HAIKU RD | Haiku | HI | 96708 | RALPH M. TOMA DBA TOMA GARAGE | 1073 HAIKU ROAD | Haiku | HI | 96708 | R-1 | 1956-04-26 | Permanently Out of Use | 1994-08-30 | 1000 | Gasoline
9-500424 | TOMA GARAGE | 1073 HAIKU RD | Haiku | HI | 96708 | RALPH M. TOMA DBA TOMA GARAGE | 1073 HAIKU ROAD | Haiku | HI | 96708 | 1B | 1994-11-07 | Currently In Use |  | 3000 | Gasohol
9-500424 | TOMA GARAGE | 1073 HAIKU RD | Haiku | HI | 96708 | RALPH M. TOMA DBA TOMA GARAGE | 1073 HAIKU ROAD | Haiku | HI | 96708 | 1A | 1994-11-07 | Currently In Use |  | 3000 | Gasohol
9-500424 | TOMA GARAGE | 1073 HAIKU RD | Haiku | HI | 96708 | RALPH M. TOMA DBA TOMA GARAGE | 1073 HAIKU ROAD | Haiku | HI | 96708 | R-2 | 1981-01-01 | Permanently Out of Use | 1994-08-30 | 3000 | Gasoline
9-500424 | TOMA GARAGE | 1073 HAIKU RD | Haiku | HI | 96708 | RALPH M. TOMA DBA TOMA GARAGE | 1073 HAIKU ROAD | Haiku | HI | 96708 | R-3 | 1976-04-26 | Permanently Out of Use | 1994-08-30 | 2500 | Gasoline
9-100174 | BMW OF HONOLULU LTD | 1075 S BERETANIA ST | Honolulu | HI | 96814 | ISAO, HARRIET AND JANIE MASUNAGA, TRUSTEES | 1010 S KING ST, SUITE 101 | Honolulu | HI | 96814 | R-2 |  | Permanently Out of Use | 1999-12-26 | 500 | Other
9-100174 | BMW OF HONOLULU LTD | 1075 S BERETANIA ST | Honolulu | HI | 96814 | ISAO, HARRIET AND JANIE MASUNAGA, TRUSTEES | 1010 S KING ST, SUITE 101 | Honolulu | HI | 96814 | R-3 |  | Permanently Out of Use | 1999-12-26 | 500 | Used Oil
9-100174 | BMW OF HONOLULU LTD | 1075 S BERETANIA ST | Honolulu | HI | 96814 | ISAO, HARRIET AND JANIE MASUNAGA, TRUSTEES | 1010 S KING ST, SUITE 101 | Honolulu | HI | 96814 | R-4 |  | Permanently Out of Use | 1999-12-26 | 500 | Used Oil
9-100174 | BMW OF HONOLULU LTD | 1075 S BERETANIA ST | Honolulu | HI | 96814 | ISAO, HARRIET AND JANIE MASUNAGA, TRUSTEES | 1010 S KING ST, SUITE 101 | Honolulu | HI | 96814 | R-5 |  | Permanently Out of Use | 1999-12-26 | 1000 | Other
9-100174 | BMW OF HONOLULU LTD | 1075 S BERETANIA ST | Honolulu | HI | 96814 | ISAO, HARRIET AND JANIE MASUNAGA, TRUSTEES | 1010 S KING ST, SUITE 101 | Honolulu | HI | 96814 | R-7 |  | Permanently Out of Use | 1999-12-26 | 1000 | Gasoline
9-100174 | BMW OF HONOLULU LTD | 1075 S BERETANIA ST | Honolulu | HI | 96814 | ISAO, HARRIET AND JANIE MASUNAGA, TRUSTEES | 1010 S KING ST, SUITE 101 | Honolulu | HI | 96814 | R-6 |  | Permanently Out of Use | 1999-12-26 | 1000 | Used Oil
9-100174 | BMW OF HONOLULU LTD | 1075 S BERETANIA ST | Honolulu | HI | 96814 | ISAO, HARRIET AND JANIE MASUNAGA, TRUSTEES | 1010 S KING ST, SUITE 101 | Honolulu | HI | 96814 | R-1 | 1980-04-30 | Permanently Out of Use | 1993-03-13 | 500 | Used Oil
9-600351 | PUA PUMP STATION | 1079 KALANIANAOLE AVE | Hilo | HI | 96720 | COUNTY OF HAWAII - DEPT OF PUBLIC WORKS | 25 AUPUNI ST, RM 202 | Hilo | HI | 96720 | R-1 |  | Permanently Out of Use | 1998-12-17 | 750 | Diesel
9-600351 | PUA PUMP STATION | 1079 KALANIANAOLE AVE | Hilo | HI | 96720 | COUNTY OF HAWAII - DEPT OF PUBLIC WORKS | 25 AUPUNI ST, RM 202 | Hilo | HI | 96720 | M-2 | 1991-07-01 | Currently In Use |  | 1000 | Diesel
9-601678 | PACIFIC RENT-ALL, INC | 1080 KILAUEA AVE | Hilo | HI | 96720 | MASAMI & MAE M. AITO |  | Hilo | HI | 96720 | r-1 | 1973-04-12 | Permanently Out of Use | 1994-03-04 | 550 | Gasoline
9-601678 | PACIFIC RENT-ALL, INC | 1080 KILAUEA AVE | Hilo | HI | 96720 | MASAMI & MAE M. AITO |  | Hilo | HI | 96720 | r-1 | 1973-04-12 | Permanently Out of Use | 1994-03-04 | 550 | Gasoline
9-601013 | M. SONOMURA CONTRACTING CO, INC. | 109 HOLOMUA ST | Hilo | HI | 96720 | M. SONOMURA CONTRACTING CO, INC. | 100 KUKILA ST | Hilo | HI | 96720 | R-1 | 1970-06-02 | Permanently Out of Use | 1992-10-09 | 1000 | Gasoline
9-501888 | PORT TOWN CHEVRON | 109 KAAHUMANU AVE | Kahului | HI | 96732 | Lahiana Petroleum, LLC | P.O. Box 1096 | Kahului | HI | 96732 | R-002 | 1955-05-31 | Permanently Out of Use | 1987-02-01 | 2000 | Gasoline
9-501888 | PORT TOWN CHEVRON | 109 KAAHUMANU AVE | Kahului | HI | 96732 | Lahiana Petroleum, LLC | P.O. Box 1096 | Kahului | HI | 96732 | 002A | 1987-02-19 | Currently in Use |  | 10000 | Gasoline
9-501888 | PORT TOWN CHEVRON | 109 KAAHUMANU AVE | Kahului | HI | 96732 | Lahiana Petroleum, LLC | P.O. Box 1096 | Kahului | HI | 96732 | 003A | 1987-02-19 | Currently In Use |  | 10000 | Gasoline
9-501888 | PORT TOWN CHEVRON | 109 KAAHUMANU AVE | Kahului | HI | 96732 | Lahiana Petroleum, LLC | P.O. Box 1096 | Kahului | HI | 96732 | R-4 | 1987-01-19 | Permanently Out of Use | 1993-10-18 | 1000 | Used Oil
9-501888 | PORT TOWN CHEVRON | 109 KAAHUMANU AVE | Kahului | HI | 96732 | Lahiana Petroleum, LLC | P.O. Box 1096 | Kahului | HI | 96732 | 001A | 1987-02-19 | Currently in Use |  | 10000 | Gasoline
9-501888 | PORT TOWN CHEVRON | 109 KAAHUMANU AVE | Kahului | HI | 96732 | Lahiana Petroleum, LLC | P.O. Box 1096 | Kahului | HI | 96732 | R-001 | 1955-05-31 | Permanently Out of Use | 1987-02-01 | 5000 | Gasoline
9-501888 | PORT TOWN CHEVRON | 109 KAAHUMANU AVE | Kahului | HI | 96732 | Lahiana Petroleum, LLC | P.O. Box 1096 | Kahului | HI | 96732 | R-004 | 1979-06-30 | Permanently Out of Use | 1987-02-01 | 6000 | Gasoline
9-501888 | PORT TOWN CHEVRON | 109 KAAHUMANU AVE | Kahului | HI | 96732 | Lahiana Petroleum, LLC | P.O. Box 1096 | Kahului | HI | 96732 | R-003 | 1955-05-31 | Permanently Out of Use | 1987-02-01 | 2000 | Gasoline
9-501888 | PORT TOWN CHEVRON | 109 KAAHUMANU AVE | Kahului | HI | 96732 | Lahiana Petroleum, LLC | P.O. Box 1096 | Kahului | HI | 96732 | R-005 | 1954-05-31 | Permanently Out of Use | 1987-02-01 | 1000 | Used Oil
9-501888 | PORT TOWN CHEVRON | 109 KAAHUMANU AVE | Kahului | HI | 96732 | Lahiana Petroleum, LLC | P.O. Box 1096 | Kahului | HI | 96732 | R-006 | 1954-05-31 | Permanently Out of Use | 1987-02-01 | 2000 | Gasoline
9-201178 | Keolu Convenience Store | 1090 KEOLU DR | Kailua | HI | 96734 | ALOHA PETROLEUM, LTD. | 1132 BISHOP STREET, SUITE 1700 | Kailua | HI | 96734 | R-89 | 1978-04-04 | Permanently Out of Use | 2003-07-22 | 10000 | Gasoline
9-201178 | Keolu Convenience Store | 1090 KEOLU DR | Kailua | HI | 96734 | ALOHA PETROLEUM, LTD. | 1132 BISHOP STREET, SUITE 1700 | Kailua | HI | 96734 | R-87 | 1978-04-04 | Permanently Out of Use | 2003-07-22 | 10000 | Gasoline
9-201178 | Keolu Convenience Store | 1090 KEOLU DR | Kailua | HI | 96734 | ALOHA PETROLEUM, LTD. | 1132 BISHOP STREET, SUITE 1700 | Kailua | HI | 96734 | R-92 | 1978-04-04 | Permanently Out of Use | 2003-07-22 | 10000 | Gasoline
9-101781 | PHILLIPS 66 COMPANY 071238 | 1096 S KING ST | Honolulu | HI | 96814 | PHILLIPS 66 COMPANY | 682 ADAMS BUILDING | Honolulu | HI | 96814 | R-0415640 | 1968-04-04 | Permanently Out of Use |  | 6000 | Gasoline
9-101781 | PHILLIPS 66 COMPANY 071238 | 1096 S KING ST | Honolulu | HI | 96814 | PHILLIPS 66 COMPANY | 682 ADAMS BUILDING | Honolulu | HI | 96814 | R-0415643 | 1968-04-04 | Permanently Out of Use |  | 4000 | Gasoline
9-101781 | PHILLIPS 66 COMPANY 071238 | 1096 S KING ST | Honolulu | HI | 96814 | PHILLIPS 66 COMPANY | 682 ADAMS BUILDING | Honolulu | HI | 96814 | R-0415648 | 1968-04-04 | Permanently Out of Use |  | 550 | Used Oil
9-101969 | ALII PLACE | 1099 ALAKEA ST | Honolulu | HI | 96813 | EQUITY-RICHARDS VENTURE | C/O US WEST REAL ESTATE 9785 MAROON CIRCLE, SUITE 960 | Honolulu | HI | 96813 | R-1 |  | Permanently Out of Use | 1990-04-23 | 2000 | Gasoline
9-101969 | ALII PLACE | 1099 ALAKEA ST | Honolulu | HI | 96813 | EQUITY-RICHARDS VENTURE | C/O US WEST REAL ESTATE 9785 MAROON CIRCLE, SUITE 960 | Honolulu | HI | 96813 | R-2 |  | Permanently Out of Use | 1990-05-07 | 500 | Diesel
9-200345 | PEARL CITY TEXACO | 1099 WAIMANO HOME RD | Pearl City | HI | 96782 | TEXACO REFINING & MARKETING INC. | ENVIRONMENTAL SERVICES 800 SW FIRST AVE., SUITE 180 | Pearl City | HI | 96782 | R-3 | 1965-12-31 | Permanently Out of Use |  | 10000 | Gasoline
9-200345 | PEARL CITY TEXACO | 1099 WAIMANO HOME RD | Pearl City | HI | 96782 | TEXACO REFINING & MARKETING INC. | ENVIRONMENTAL SERVICES 800 SW FIRST AVE., SUITE 180 | Pearl City | HI | 96782 | R-3 | 1984-03-01 | Permanently Out of Use | 1997-12-17 | 10000 | Gasoline
9-200345 | PEARL CITY TEXACO | 1099 WAIMANO HOME RD | Pearl City | HI | 96782 | TEXACO REFINING & MARKETING INC. | ENVIRONMENTAL SERVICES 800 SW FIRST AVE., SUITE 180 | Pearl City | HI | 96782 | R-2 | 1984-03-01 | Permanently Out of Use | 1997-12-16 | 10000 | Gasoline
9-200345 | PEARL CITY TEXACO | 1099 WAIMANO HOME RD | Pearl City | HI | 96782 | TEXACO REFINING & MARKETING INC. | ENVIRONMENTAL SERVICES 800 SW FIRST AVE., SUITE 180 | Pearl City | HI | 96782 | R-1 | 1984-03-01 | Permanently Out of Use | 1997-12-12 | 550 | Used Oil
9-200345 | PEARL CITY TEXACO | 1099 WAIMANO HOME RD | Pearl City | HI | 96782 | TEXACO REFINING & MARKETING INC. | ENVIRONMENTAL SERVICES 800 SW FIRST AVE., SUITE 180 | Pearl City | HI | 96782 | R-4 | 1984-03-01 | Permanently Out of Use | 1997-12-19 | 10000 | Gasoline
9-200345 | PEARL CITY TEXACO | 1099 WAIMANO HOME RD | Pearl City | HI | 96782 | TEXACO REFINING & MARKETING INC. | ENVIRONMENTAL SERVICES 800 SW FIRST AVE., SUITE 180 | Pearl City | HI | 96782 | R-2 | 1965-12-31 | Permanently Out of Use |  | 10000 | Gasoline
9-200345 | PEARL CITY TEXACO | 1099 WAIMANO HOME RD | Pearl City | HI | 96782 | TEXACO REFINING & MARKETING INC. | ENVIRONMENTAL SERVICES 800 SW FIRST AVE., SUITE 180 | Pearl City | HI | 96782 | R-1 | 1965-12-31 | Permanently Out of Use |  | 550 | Used Oil
9-200345 | PEARL CITY TEXACO | 1099 WAIMANO HOME RD | Pearl City | HI | 96782 | TEXACO REFINING & MARKETING INC. | ENVIRONMENTAL SERVICES 800 SW FIRST AVE., SUITE 180 | Pearl City | HI | 96782 | R-4 | 1965-12-31 | Permanently Out of Use |  | 10000 | Gasoline
9-501594 | BUDGET RENT-A-CAR SYSTEM INC 2107 | 11 HALAWA DR | Kaanapali | HI | 96761 | AVIS RENT A CAR SYSTEM LLC | 6 Sylvan Way Dept 29-C93-36 | Kaanapali | HI | 96761 | R-3 | 1979-04-22 | Permanently Out of Use | 1994-11-23 | 10000 | Gasoline
9-501594 | BUDGET RENT-A-CAR SYSTEM INC 2107 | 11 HALAWA DR | Kaanapali | HI | 96761 | AVIS RENT A CAR SYSTEM LLC | 6 Sylvan Way Dept 29-C93-36 | Kaanapali | HI | 96761 | R-2 | 1979-04-22 | Permanently Out of Use | 1996-12-24 | 10000 | Gasoline
9-501594 | BUDGET RENT-A-CAR SYSTEM INC 2107 | 11 HALAWA DR | Kaanapali | HI | 96761 | AVIS RENT A CAR SYSTEM LLC | 6 Sylvan Way Dept 29-C93-36 | Kaanapali | HI | 96761 | 87 | 1996-12-01 | Currently In Use |  | 12000 | Gasoline
9-501594 | BUDGET RENT-A-CAR SYSTEM INC 2107 | 11 HALAWA DR | Kaanapali | HI | 96761 | AVIS RENT A CAR SYSTEM LLC | 6 Sylvan Way Dept 29-C93-36 | Kaanapali | HI | 96761 | R-1 | 1979-04-22 | Permanently Out of Use | 1997-01-07 | 10000 | Gasoline
9-502763 | Maui County KIHEI FIRE STATION | 11 WAIMAHAIHAI | Kihei | HI | 96753 | COUNTY OF MAUI - FIRE PREVENTION BUREAU | 21 KINIPOPO ST | Kihei | HI | 96753 | R-1 |  | Permanently Out of Use | 1993-06-01 |  | Not Listed
9-602723 | HAWAII ISLAND GLASS | 110 HOLOMUA ST | Hilo | HI | 96720 | SIDNEY LEE | HAWAII ISLAND GLASS / 110 HOLOMUA ST | Hilo | HI | 96720 | R-1 |  | Permanently Out of Use |  |  | Not Listed
9-602723 | HAWAII ISLAND GLASS | 110 HOLOMUA ST | Hilo | HI | 96720 | SIDNEY LEE | HAWAII ISLAND GLASS / 110 HOLOMUA ST | Hilo | HI | 96720 | 1 |  | Permanently Out of Use | 1993-03-11 |  | Not Listed
9-501697 | ISLAND DODGE | 110 S HANA HWY | Kahului | HI | 96732 | KITAGAWA MOTORS INC | ISLAND DODGE / 110 S HANA HWY | Kahului | HI | 96732 | R-4 | 1969-01-01 | Permanently Out of Use | 1993-02-23 | 500 | Hazardous Substance
9-501697 | ISLAND DODGE | 110 S HANA HWY | Kahului | HI | 96732 | KITAGAWA MOTORS INC | ISLAND DODGE / 110 S HANA HWY | Kahului | HI | 96732 | R-2 | 1971-05-16 | Permanently Out of Use | 1997-03-03 | 2000 | Gasoline
9-501697 | ISLAND DODGE | 110 S HANA HWY | Kahului | HI | 96732 | KITAGAWA MOTORS INC | ISLAND DODGE / 110 S HANA HWY | Kahului | HI | 96732 | R-2 | 1971-05-16 | Permanently Out of Use | 1993-02-24 | 2000 | Used Oil
9-501697 | ISLAND DODGE | 110 S HANA HWY | Kahului | HI | 96732 | KITAGAWA MOTORS INC | ISLAND DODGE / 110 S HANA HWY | Kahului | HI | 96732 | R-1 |  | Permanently Out of Use | 1997-03-03 | 1000 | Gasoline
9-501006 | ALOHA SHELL | 110 S PUUNENE ST | Kahului | HI | 96732 | ALOHA PETROLEUM, LTD. | 1132 BISHOP STREET, SUITE 1700 | Kahului | HI | 96732 | 5 | 1988-04-18 | Currently in Use |  | 550 | Used Oil
9-501006 | ALOHA SHELL | 110 S PUUNENE ST | Kahului | HI | 96732 | ALOHA PETROLEUM, LTD. | 1132 BISHOP STREET, SUITE 1700 | Kahului | HI | 96732 | 92 | 1982-04-18 | Currently In Use |  | 12000 | Gasoline
9-501006 | ALOHA SHELL | 110 S PUUNENE ST | Kahului | HI | 96732 | ALOHA PETROLEUM, LTD. | 1132 BISHOP STREET, SUITE 1700 | Kahului | HI | 96732 | 87 | 1982-04-18 | Currently In Use |  | 12000 | Gasoline
9-501006 | ALOHA SHELL | 110 S PUUNENE ST | Kahului | HI | 96732 | ALOHA PETROLEUM, LTD. | 1132 BISHOP STREET, SUITE 1700 | Kahului | HI | 96732 | 89 | 1982-04-18 | Currently In Use |  | 12000 | Diesel
9-501006 | ALOHA SHELL | 110 S PUUNENE ST | Kahului | HI | 96732 | ALOHA PETROLEUM, LTD. | 1132 BISHOP STREET, SUITE 1700 | Kahului | HI | 96732 | R-4 | 1957-04-18 | Permanently Out of Use | 1988-04-18 | 550 | Used Oil
9-100121 | CIVIC CENTER PARKING STRUCTURE | 1100 ALAPAI ST | Honolulu | HI | 96813 | C&C HNL - DEPT OF FACILITY MAINTENANCE | 1000 ULUOHIA ST, SUITE 215 | Honolulu | HI | 96813 | 1 | 1979-05-13 | Currently in Use |  | 1000 | Gasoline
9-100121 | CIVIC CENTER PARKING STRUCTURE | 1100 ALAPAI ST | Honolulu | HI | 96813 | C&C HNL - DEPT OF FACILITY MAINTENANCE | 1000 ULUOHIA ST, SUITE 215 | Honolulu | HI | 96813 | 2 | 1979-05-13 | Currently in Use |  | 1000 | Gasoline
9-502183 | MINIT STOP MAKAWAO | 1100 MAKAWAO AVE | Makawao | HI | 96768 | MAUI PETROLEUM | 385 Hukilike St. | Makawao | HI | 96768 | 92 | 1996-02-01 | Currently In Use |  | 10000 | Gasoline
9-502183 | MINIT STOP MAKAWAO | 1100 MAKAWAO AVE | Makawao | HI | 96768 | MAUI PETROLEUM | 385 Hukilike St. | Makawao | HI | 96768 | R-2 | 1990-05-20 | Permanently Out of Use | 1994-03-01 | 3000 | Gasoline
9-502183 | MINIT STOP MAKAWAO | 1100 MAKAWAO AVE | Makawao | HI | 96768 | MAUI PETROLEUM | 385 Hukilike St. | Makawao | HI | 96768 | R-1 | 1990-05-20 | Permanently Out of Use | 1994-03-01 | 3000 | Gasoline
9-502183 | MINIT STOP MAKAWAO | 1100 MAKAWAO AVE | Makawao | HI | 96768 | MAUI PETROLEUM | 385 Hukilike St. | Makawao | HI | 96768 | R-3 | 1990-05-21 | Permanently Out of Use | 1994-03-01 | 6000 | Gasoline
9-502183 | MINIT STOP MAKAWAO | 1100 MAKAWAO AVE | Makawao | HI | 96768 | MAUI PETROLEUM | 385 Hukilike St. | Makawao | HI | 96768 | 87 | 1996-02-01 | Currently In Use |  | 10000 | Gasoline
9-502183 | MINIT STOP MAKAWAO | 1100 MAKAWAO AVE | Makawao | HI | 96768 | MAUI PETROLEUM | 385 Hukilike St. | Makawao | HI | 96768 | R-4 | 1990-05-21 | Permanently Out of Use | 1994-03-01 | 550 | Kerosene
9-200116 | PEARL CITY POLICE STATION | 1100 WAIMANO HOME RD | Pearl City | HI | 96782 | C&C OF HNL - POLICE DEPT | 801 S. Beretania Street | Pearl City | HI | 96782 | R-001 | 1978-06-10 | Permanently Out of Use | 1987-12-30 | 2000 | Gasoline
9-200116 | PEARL CITY POLICE STATION | 1100 WAIMANO HOME RD | Pearl City | HI | 96782 | C&C OF HNL - POLICE DEPT | 801 S. Beretania Street | Pearl City | HI | 96782 | 89 | 1992-06-01 | Currently In Use |  | 12000 | Gasoline
9-200116 | PEARL CITY POLICE STATION | 1100 WAIMANO HOME RD | Pearl City | HI | 96782 | C&C OF HNL - POLICE DEPT | 801 S. Beretania Street | Pearl City | HI | 96782 | R-2 | 1972-06-10 | Permanently Out of Use | 1993-08-31 | 4000 | Gasoline
9-100507 | KAIMUKI CENTRAL OFFICE | 1103 9TH AVE | Honolulu | HI | 96816 | Hawaiian Telcom | P.O. Box 2200 | Honolulu | HI | 96816 | R-003 | 1966-01-07 | Permanently Out of Use | 1991-02-02 | 500 | Diesel
9-100507 | KAIMUKI CENTRAL OFFICE | 1103 9TH AVE | Honolulu | HI | 96816 | Hawaiian Telcom | P.O. Box 2200 | Honolulu | HI | 96816 | R-002 | 1966-01-07 | Permanently Out of Use | 1991-02-02 | 225 | Diesel
9-100507 | KAIMUKI CENTRAL OFFICE | 1103 9TH AVE | Honolulu | HI | 96816 | Hawaiian Telcom | P.O. Box 2200 | Honolulu | HI | 96816 | R-001 | 1984-05-07 | Permanently Out of Use | 1990-12-06 | 1000 | Diesel
9-100507 | KAIMUKI CENTRAL OFFICE | 1103 9TH AVE | Honolulu | HI | 96816 | Hawaiian Telcom | P.O. Box 2200 | Honolulu | HI | 96816 | M-4 | 1991-01-04 | Currently in Use |  | 1000 | Diesel
9-601320 | DUKE'S KILAUEA SHELL | 1104 KILAUEA AVE. | Hilo | HI | 96720 | ALOHA PETROLEUM, LTD. | 1132 BISHOP STREET, SUITE 1700 | Hilo | HI | 96720 | R-4 | 1990-03-22 | Permanently Out of Use | 2002-04-04 | 550 | Used Oil
9-601320 | DUKE'S KILAUEA SHELL | 1104 KILAUEA AVE. | Hilo | HI | 96720 | ALOHA PETROLEUM, LTD. | 1132 BISHOP STREET, SUITE 1700 | Hilo | HI | 96720 | 03 | 1990-03-22 | Currently in Use |  | 12000 | Diesel
9-601320 | DUKE'S KILAUEA SHELL | 1104 KILAUEA AVE. | Hilo | HI | 96720 | ALOHA PETROLEUM, LTD. | 1132 BISHOP STREET, SUITE 1700 | Hilo | HI | 96720 | 02 | 1990-03-22 | Currently in Use |  | 12000 | Gasoline
9-601320 | DUKE'S KILAUEA SHELL | 1104 KILAUEA AVE. | Hilo | HI | 96720 | ALOHA PETROLEUM, LTD. | 1132 BISHOP STREET, SUITE 1700 | Hilo | HI | 96720 | 01 | 1990-03-22 | Currently in Use |  | 12000 | Gasoline
9-601320 | DUKE'S KILAUEA SHELL | 1104 KILAUEA AVE. | Hilo | HI | 96720 | ALOHA PETROLEUM, LTD. | 1132 BISHOP STREET, SUITE 1700 | Hilo | HI | 96720 | R-4 | 1972-04-18 | Permanently Out of Use | 1990-03-22 | 550 | Used Oil
9-601320 | DUKE'S KILAUEA SHELL | 1104 KILAUEA AVE. | Hilo | HI | 96720 | ALOHA PETROLEUM, LTD. | 1132 BISHOP STREET, SUITE 1700 | Hilo | HI | 96720 | R-3 | 1972-04-18 | Permanently Out of Use | 1990-03-22 | 6000 | Gasoline
9-601320 | DUKE'S KILAUEA SHELL | 1104 KILAUEA AVE. | Hilo | HI | 96720 | ALOHA PETROLEUM, LTD. | 1132 BISHOP STREET, SUITE 1700 | Hilo | HI | 96720 | R-1 | 1972-04-18 | Permanently Out of Use | 1990-03-22 | 8000 | Gasoline
9-601320 | DUKE'S KILAUEA SHELL | 1104 KILAUEA AVE. | Hilo | HI | 96720 | ALOHA PETROLEUM, LTD. | 1132 BISHOP STREET, SUITE 1700 | Hilo | HI | 96720 | R-2 | 1972-04-18 | Permanently Out of Use | 1990-03-22 | 6000 | Gasoline
9-103178 | COMPUTER CITY AT WARD VILLAGE SHOPS | 1108 AUAHI ST | Honolulu | HI | 96814 | VICTORIA WARD LTD | 1210 AUAHI ST / SUITE 115 | Honolulu | HI | 96814 | R-1 |  | Permanently Out of Use | 1996-03-25 | 1000 | Diesel
9-101977 | PANTHEON COMPANY, LTD. | 1108 FORT ST MALL | Honolulu | HI | 96813 | PANTHEON COMPANY, LTD. | 1108 FORT St MALL | Honolulu | HI | 96813 | R-01 | 1965-04-01 | Permanently Out of Use | 1990-04-01 |  | Other
9-101977 | PANTHEON COMPANY, LTD. | 1108 FORT ST MALL | Honolulu | HI | 96813 | PANTHEON COMPANY, LTD. | 1108 FORT St MALL | Honolulu | HI | 96813 | R-02 | 1965-04-01 | Permanently Out of Use | 1990-04-01 |  | Other
9-203234 | KGU Radio Station | 111 Ahui St | Honolulu | HI | 96813 | KGU Radio Station | 2153 N King St, Ste. 376 | Honolulu | HI | 96813 | R-M-1 | 1950-01-01 | Permanently Out of Use | 1996-10-21 | 1000 | Diesel
9-101989 | C&CH Wahiawa WWTP | 111 CALIFORNA AVE | Wahiawa | HI | 96786 | C&C HNL - DEPT OF ENVIRONMENTAL SERVICES | 1000 ULU'OHIA STREET, SUITE 308 | Wahiawa | HI | 96786 | M-1 | 1988-06-19 | Currently in Use |  | 6000 | Diesel
9-603106 | PRINCE KUHIO PLAZA | 111 E PUAINAKO ST | Hilo | HI | 96720 | GENERAL GROWTH PROPERTIES INC. | 111 EAST PUAINAKO | Hilo | HI | 96720 | R-M-1 | 1984-01-01 | Permanently Out of Use | 1998-12-10 | 300 | Diesel
9-601834 | SEARS ROEBUCK & COMPANY | 111 E PUAINAKO ST | Hilo | HI | 96720 | SEARS ROEBUCK & COMPANY |  | Hilo | HI | 96720 | R-1 | 1985-04-01 | Permanently Out of Use | 1993-12-13 | 500 | Used Oil
9-101429 | C. Q. YEE HOP & CO., LTD. | 111 N KING ST | Honolulu | HI | 96817 | C. Q. YEE HOP & CO., LTD. | 111 N KING St | Honolulu | HI | 96817 | R-1 | 1960-04-01 | Permanently Out of Use | 1994-01-01 | 1000 | Gasoline
9-101429 | C. Q. YEE HOP & CO., LTD. | 111 N KING ST | Honolulu | HI | 96817 | C. Q. YEE HOP & CO., LTD. | 111 N KING St | Honolulu | HI | 96817 | R-2 | 1960-04-01 | Permanently Out of Use | 1984-01-01 | 1000 | Gasoline
9-100097 | C&CH WATERFRONT FIRE STATION | 111 N NIMITZ HWY | Honolulu | HI | 96817 | C&C OF HNL - HONOLULU FIRE DEPARATMENT | 636 South Street | Honolulu | HI | 96817 | R-1 | 1956-01-30 | Permanently Out of Use | 1991-06-30 | 1000 | Diesel
9-103482 | KAUIKEAOULI HALE | 1111 ALAKEA ST | Honolulu | HI | 96813 | STATE OF HAWAII - JUDICIARY | 777 PUNCHBOWL ST | Honolulu | HI | 96813 | R-1 |  | Permanently Out of Use | 1999-08-18 | 550 | Not Listed
9-103082 | MALUHIA ELDERLY HOUSING | 1111 HALA DR | Honolulu | HI | 96813 | MALUHIA ELDERLY HOUSING | 1111 HALA DRIVE | Honolulu | HI | 96813 | R-1 |  | Permanently Out of Use | 1995-04-28 | 500 | Not Listed
9-103082 | MALUHIA ELDERLY HOUSING | 1111 HALA DR | Honolulu | HI | 96813 | MALUHIA ELDERLY HOUSING | 1111 HALA DRIVE | Honolulu | HI | 96813 | R-4 |  | Permanently Out of Use | 1995-05-05 | 1000 | Other
9-103082 | MALUHIA ELDERLY HOUSING | 1111 HALA DR | Honolulu | HI | 96813 | MALUHIA ELDERLY HOUSING | 1111 HALA DRIVE | Honolulu | HI | 96813 | R-3 |  | Permanently Out of Use | 1995-05-05 | 1000 | Other
9-103082 | MALUHIA ELDERLY HOUSING | 1111 HALA DR | Honolulu | HI | 96813 | MALUHIA ELDERLY HOUSING | 1111 HALA DRIVE | Honolulu | HI | 96813 | R-2 |  | Permanently Out of Use | 1995-05-05 | 1000 | Other
9-100334 | TEXACO STATION 61-100-0051 | 1111 KAPIOLANI BLVD | Honolulu | HI | 96814 | TEXACO REFINING & MARKETING INC. | ENVIRONMENTAL SERVICES 800 SW FIRST AVE., SUITE 180 | Honolulu | HI | 96814 | R-004 | 1984-01-01 | Permanently Out of Use | 1995-06-07 | 10000 | Gasoline
9-100334 | TEXACO STATION 61-100-0051 | 1111 KAPIOLANI BLVD | Honolulu | HI | 96814 | TEXACO REFINING & MARKETING INC. | ENVIRONMENTAL SERVICES 800 SW FIRST AVE., SUITE 180 | Honolulu | HI | 96814 | R-003 | 1984-01-01 | Permanently Out of Use | 1995-06-07 | 10000 | Gasoline
9-100334 | TEXACO STATION 61-100-0051 | 1111 KAPIOLANI BLVD | Honolulu | HI | 96814 | TEXACO REFINING & MARKETING INC. | ENVIRONMENTAL SERVICES 800 SW FIRST AVE., SUITE 180 | Honolulu | HI | 96814 | R-002 | 1984-01-01 | Permanently Out of Use | 1995-06-07 | 10000 | Gasoline
9-100334 | TEXACO STATION 61-100-0051 | 1111 KAPIOLANI BLVD | Honolulu | HI | 96814 | TEXACO REFINING & MARKETING INC. | ENVIRONMENTAL SERVICES 800 SW FIRST AVE., SUITE 180 | Honolulu | HI | 96814 | R-001 | 1994-01-01 | Permanently Out of Use | 1995-06-07 | 10000 | Gasoline
9-100334 | TEXACO STATION 61-100-0051 | 1111 KAPIOLANI BLVD | Honolulu | HI | 96814 | TEXACO REFINING & MARKETING INC. | ENVIRONMENTAL SERVICES 800 SW FIRST AVE., SUITE 180 | Honolulu | HI | 96814 | R-005 | 1984-01-01 | Permanently Out of Use | 1995-06-07 | 550 | Used Oil
9-102914 | HONOLULU HAWAII AUTO REPAIR | 1111 WAIMANU ST | Honolulu | HI | 96814 | KENNETH S. OYADOMAR, TRUSTEE | C/O TOMA CONTRACTING / 1111 WAIMANU ST | Honolulu | HI | 96814 | R-2 |  | Permanently Out of Use | 1994-04-09 | 4000 | Diesel
9-102914 | HONOLULU HAWAII AUTO REPAIR | 1111 WAIMANU ST | Honolulu | HI | 96814 | KENNETH S. OYADOMAR, TRUSTEE | C/O TOMA CONTRACTING / 1111 WAIMANU ST | Honolulu | HI | 96814 | R-1 |  | Permanently Out of Use | 1994-04-09 | 1000 | Used Oil
9-101017 | MCCULLY SHELL | 1115 McCULLY ST | Honolulu | HI | 96826 | ALOHA PETROLEUM, LTD. | 1132 BISHOP STREET, SUITE 1700 | Honolulu | HI | 96826 | 87 | 1985-04-18 | Currently In Use |  | 10000 | Gasoline
9-101017 | MCCULLY SHELL | 1115 McCULLY ST | Honolulu | HI | 96826 | ALOHA PETROLEUM, LTD. | 1132 BISHOP STREET, SUITE 1700 | Honolulu | HI | 96826 | 89 | 1985-04-18 | Currently In Use |  | 10000 | Diesel
9-101017 | MCCULLY SHELL | 1115 McCULLY ST | Honolulu | HI | 96826 | ALOHA PETROLEUM, LTD. | 1132 BISHOP STREET, SUITE 1700 | Honolulu | HI | 96826 | 92 | 1985-04-18 | Currently In Use |  | 10000 | Gasoline
9-100758 | DOLE WAHIAWA PLANTATION | 1116 WHITMORE AVE | Schofield Barracks | HI | 96786 | DOLE FOOD COMPANY HAWAII, INC | 1116 WHITMORE AVE | Schofield Barracks | HI | 96786 | R-W2 | 1964-05-07 | Permanently Out of Use |  | 12500 | Gasoline
9-100758 | DOLE WAHIAWA PLANTATION | 1116 WHITMORE AVE | Schofield Barracks | HI | 96786 | DOLE FOOD COMPANY HAWAII, INC | 1116 WHITMORE AVE | Schofield Barracks | HI | 96786 | R-W3 | 1964-05-07 | Permanently Out of Use |  | 12000 | Diesel
9-100758 | DOLE WAHIAWA PLANTATION | 1116 WHITMORE AVE | Schofield Barracks | HI | 96786 | DOLE FOOD COMPANY HAWAII, INC | 1116 WHITMORE AVE | Schofield Barracks | HI | 96786 | R-W4 | 1948-05-07 | Permanently Out of Use |  | 12000 | Diesel
9-100758 | DOLE WAHIAWA PLANTATION | 1116 WHITMORE AVE | Schofield Barracks | HI | 96786 | DOLE FOOD COMPANY HAWAII, INC | 1116 WHITMORE AVE | Schofield Barracks | HI | 96786 | R-W6 | 1964-05-07 | Permanently Out of Use |  | 7000 | Used Oil
9-100758 | DOLE WAHIAWA PLANTATION | 1116 WHITMORE AVE | Schofield Barracks | HI | 96786 | DOLE FOOD COMPANY HAWAII, INC | 1116 WHITMORE AVE | Schofield Barracks | HI | 96786 | R-W5 | 1964-05-07 | Permanently Out of Use |  | 25000 | Diesel
9-100758 | DOLE WAHIAWA PLANTATION | 1116 WHITMORE AVE | Schofield Barracks | HI | 96786 | DOLE FOOD COMPANY HAWAII, INC | 1116 WHITMORE AVE | Schofield Barracks | HI | 96786 | R-W1 | 1964-05-07 | Permanently Out of Use |  | 12500 | Gasoline
9-100342 | TEXACO STATION | 1119 UNIVERSITY AVE | Honolulu | HI | 96826 | TEXACO REFINING & MARKETING INC. | ENVIRONMENTAL SERVICES 800 SW FIRST AVE., SUITE 180 | Honolulu | HI | 96826 | R-003 | 1966-02-06 | Permanently Out of Use | 1996-09-18 | 4000 | Gasoline
9-100342 | TEXACO STATION | 1119 UNIVERSITY AVE | Honolulu | HI | 96826 | TEXACO REFINING & MARKETING INC. | ENVIRONMENTAL SERVICES 800 SW FIRST AVE., SUITE 180 | Honolulu | HI | 96826 | R-004 | 1966-02-06 | Permanently Out of Use | 1996-09-18 | 4000 | Gasoline
9-100342 | TEXACO STATION | 1119 UNIVERSITY AVE | Honolulu | HI | 96826 | TEXACO REFINING & MARKETING INC. | ENVIRONMENTAL SERVICES 800 SW FIRST AVE., SUITE 180 | Honolulu | HI | 96826 | R-005 | 1966-02-06 | Permanently Out of Use | 1996-09-18 | 4000 | Gasoline
9-100342 | TEXACO STATION | 1119 UNIVERSITY AVE | Honolulu | HI | 96826 | TEXACO REFINING & MARKETING INC. | ENVIRONMENTAL SERVICES 800 SW FIRST AVE., SUITE 180 | Honolulu | HI | 96826 | R-002 | 1966-02-06 | Permanently Out of Use | 1996-09-18 | 4000 | Gasoline
9-100342 | TEXACO STATION | 1119 UNIVERSITY AVE | Honolulu | HI | 96826 | TEXACO REFINING & MARKETING INC. | ENVIRONMENTAL SERVICES 800 SW FIRST AVE., SUITE 180 | Honolulu | HI | 96826 | R-1 | 1966-02-06 | Permanently Out of Use | 1992-10-27 | 550 | Used Oil
9-101369 | McWAYNE MARINE SUPPLY | 1125 ALA MOANA BLVD | Honolulu | HI | 96814 | SERVCO PACIFIC, INC. | P.O. BOX 2788 | Honolulu | HI | 96814 | R-C | 1966-05-07 | Permanently Out of Use | 1994-02-11 | 7500 | Diesel
9-101369 | McWAYNE MARINE SUPPLY | 1125 ALA MOANA BLVD | Honolulu | HI | 96814 | SERVCO PACIFIC, INC. | P.O. BOX 2788 | Honolulu | HI | 96814 | R-B | 1966-05-07 | Permanently Out of Use | 1994-02-10 | 3000 | Diesel
9-101369 | McWAYNE MARINE SUPPLY | 1125 ALA MOANA BLVD | Honolulu | HI | 96814 | SERVCO PACIFIC, INC. | P.O. BOX 2788 | Honolulu | HI | 96814 | R-G |  | Permanently Out of Use |  | 250 | Used Oil
9-101369 | McWAYNE MARINE SUPPLY | 1125 ALA MOANA BLVD | Honolulu | HI | 96814 | SERVCO PACIFIC, INC. | P.O. BOX 2788 | Honolulu | HI | 96814 | R-D | 1966-05-07 | Permanently Out of Use | 1994-02-11 | 3000 | Gasoline
9-101369 | McWAYNE MARINE SUPPLY | 1125 ALA MOANA BLVD | Honolulu | HI | 96814 | SERVCO PACIFIC, INC. | P.O. BOX 2788 | Honolulu | HI | 96814 | R-E | 1966-05-07 | Permanently Out of Use | 1994-02-11 | 550 | Other
9-101369 | McWAYNE MARINE SUPPLY | 1125 ALA MOANA BLVD | Honolulu | HI | 96814 | SERVCO PACIFIC, INC. | P.O. BOX 2788 | Honolulu | HI | 96814 | R-F |  | Permanently Out of Use |  | 250 | Used Oil
9-101369 | McWAYNE MARINE SUPPLY | 1125 ALA MOANA BLVD | Honolulu | HI | 96814 | SERVCO PACIFIC, INC. | P.O. BOX 2788 | Honolulu | HI | 96814 | R-H |  | Permanently Out of Use |  |  | Not Listed
9-701695 | KAPAA SUPER SERVICE | 1125 KUHIO HWY | Kapaa | HI | 96746 | ALOHA PETROLEUM, LTD. | 1132 BISHOP STREET, SUITE 1700 | Kapaa | HI | 96746 | R-002 | 1965-12-04 | Permanently Out of Use | 1986-09-18 | 4000 | Gasoline
9-701695 | KAPAA SUPER SERVICE | 1125 KUHIO HWY | Kapaa | HI | 96746 | ALOHA PETROLEUM, LTD. | 1132 BISHOP STREET, SUITE 1700 | Kapaa | HI | 96746 | 92 | 1986-09-18 | Currently In Use |  | 10000 | Gasoline
9-701695 | KAPAA SUPER SERVICE | 1125 KUHIO HWY | Kapaa | HI | 96746 | ALOHA PETROLEUM, LTD. | 1132 BISHOP STREET, SUITE 1700 | Kapaa | HI | 96746 | R-001 | 1965-12-04 | Permanently Out of Use | 1986-09-18 | 4000 | Gasoline
9-701695 | KAPAA SUPER SERVICE | 1125 KUHIO HWY | Kapaa | HI | 96746 | ALOHA PETROLEUM, LTD. | 1132 BISHOP STREET, SUITE 1700 | Kapaa | HI | 96746 | 89 | 1986-09-18 | Currently In Use |  | 10000 | Gasoline
9-701695 | KAPAA SUPER SERVICE | 1125 KUHIO HWY | Kapaa | HI | 96746 | ALOHA PETROLEUM, LTD. | 1132 BISHOP STREET, SUITE 1700 | Kapaa | HI | 96746 | R-004 | 1965-12-04 | Permanently Out of Use | 1986-09-18 | 500 | Used Oil
9-701695 | KAPAA SUPER SERVICE | 1125 KUHIO HWY | Kapaa | HI | 96746 | ALOHA PETROLEUM, LTD. | 1132 BISHOP STREET, SUITE 1700 | Kapaa | HI | 96746 | 87 | 1986-09-18 | Currently In Use |  | 10000 | Gasoline
9-701695 | KAPAA SUPER SERVICE | 1125 KUHIO HWY | Kapaa | HI | 96746 | ALOHA PETROLEUM, LTD. | 1132 BISHOP STREET, SUITE 1700 | Kapaa | HI | 96746 | R-003 | 1972-12-04 | Permanently Out of Use | 1996-09-18 | 6000 | Gasoline
9-100857 | KEWALO MARINE SERVICES | 1125C ALA MOANA BLVD | Honolulu | HI | 96814 | PACIFIC-TMR | KEWALO MARINE SERVICES / 1547 COLBURN ST #201 | Honolulu | HI | 96814 | R-2 | 1969-05-05 | Permanently Out of Use | 1999-12-02 | 1000 | Gasoline
9-100857 | KEWALO MARINE SERVICES | 1125C ALA MOANA BLVD | Honolulu | HI | 96814 | PACIFIC-TMR | KEWALO MARINE SERVICES / 1547 COLBURN ST #201 | Honolulu | HI | 96814 | R-1 | 1969-05-05 | Permanently Out of Use | 1999-12-02 | 1000 | Diesel
9-501906 | SUGAR MILL AUTO CARE CENTER | 1130 PUUNENE AVE | Puunene | HI | 96784 | A & B PROPERTIES, INC. |  | Puunene | HI | 96784 | R-3 | 1969-03-29 | Permanently Out of Use | 1991-10-31 | 1500 | Used Oil
9-501906 | SUGAR MILL AUTO CARE CENTER | 1130 PUUNENE AVE | Puunene | HI | 96784 | A & B PROPERTIES, INC. |  | Puunene | HI | 96784 | R-5 | 1966-05-30 | Permanently Out of Use | 1991-10-31 | 6000 | Gasoline
9-501906 | SUGAR MILL AUTO CARE CENTER | 1130 PUUNENE AVE | Puunene | HI | 96784 | A & B PROPERTIES, INC. |  | Puunene | HI | 96784 | R-2 | 1966-05-06 | Permanently Out of Use | 1991-10-31 | 1500 | Diesel
9-501906 | SUGAR MILL AUTO CARE CENTER | 1130 PUUNENE AVE | Puunene | HI | 96784 | A & B PROPERTIES, INC. |  | Puunene | HI | 96784 | R-1 | 1966-05-06 | Permanently Out of Use | 1991-10-31 | 1500 | Diesel
9-501906 | SUGAR MILL AUTO CARE CENTER | 1130 PUUNENE AVE | Puunene | HI | 96784 | A & B PROPERTIES, INC. |  | Puunene | HI | 96784 | R-4 | 1966-05-29 | Permanently Out of Use | 1991-10-31 | 6000 | Gasoline
9-102653 | DEG, LLC | 1132 BISHOP ST, SUITE 2305 | Honolulu | HI | 96813 | DEG LLC | 1132 Bishop St, Suite 2305 | Honolulu | HI | 96813 | R-1 |  | Permanently Out of Use | 1992-05-20 | 500 | Not Listed
9-102653 | DEG, LLC | 1132 BISHOP ST, SUITE 2305 | Honolulu | HI | 96813 | DEG LLC | 1132 Bishop St, Suite 2305 | Honolulu | HI | 96813 | M-2 | 1991-07-09 | Currently In Use |  | 1000 | Diesel
9-100150 | MTL BUS FACILITY | 1133 ALAPAI ST | Honolulu | HI | 96813 | C&C OF HNL - DEPT OF DESIGN AND CONSTRUCTION | 650 S KING ST | Honolulu | HI | 96813 | R-A2 |  | Permanently Out of Use | 1991-06-30 | 5000 | Diesel
9-100150 | MTL BUS FACILITY | 1133 ALAPAI ST | Honolulu | HI | 96813 | C&C OF HNL - DEPT OF DESIGN AND CONSTRUCTION | 650 S KING ST | Honolulu | HI | 96813 | R-4 | 1952-01-21 | Permanently Out of Use |  | 4000 | Used Oil
9-100150 | MTL BUS FACILITY | 1133 ALAPAI ST | Honolulu | HI | 96813 | C&C OF HNL - DEPT OF DESIGN AND CONSTRUCTION | 650 S KING ST | Honolulu | HI | 96813 | R-3 | 1987-01-21 | Permanently Out of Use |  | 6000 | Gasoline
9-100150 | MTL BUS FACILITY | 1133 ALAPAI ST | Honolulu | HI | 96813 | C&C OF HNL - DEPT OF DESIGN AND CONSTRUCTION | 650 S KING ST | Honolulu | HI | 96813 | R-A1 |  | Permanently Out of Use | 1990-06-30 | 4000 | Diesel
9-100150 | MTL BUS FACILITY | 1133 ALAPAI ST | Honolulu | HI | 96813 | C&C OF HNL - DEPT OF DESIGN AND CONSTRUCTION | 650 S KING ST | Honolulu | HI | 96813 | R-A4 |  | Permanently Out of Use | 1990-06-30 | 4000 | Diesel
9-100150 | MTL BUS FACILITY | 1133 ALAPAI ST | Honolulu | HI | 96813 | C&C OF HNL - DEPT OF DESIGN AND CONSTRUCTION | 650 S KING ST | Honolulu | HI | 96813 | R-A7 |  | Permanently Out of Use | 1990-06-30 | 4000 | Gasoline
9-100150 | MTL BUS FACILITY | 1133 ALAPAI ST | Honolulu | HI | 96813 | C&C OF HNL - DEPT OF DESIGN AND CONSTRUCTION | 650 S KING ST | Honolulu | HI | 96813 | R-A3 |  | Permanently Out of Use | 1990-06-30 | 4000 | Diesel
9-100150 | MTL BUS FACILITY | 1133 ALAPAI ST | Honolulu | HI | 96813 | C&C OF HNL - DEPT OF DESIGN AND CONSTRUCTION | 650 S KING ST | Honolulu | HI | 96813 | R-A5 |  | Permanently Out of Use | 1990-06-30 | 2000 | Not Listed
9-100150 | MTL BUS FACILITY | 1133 ALAPAI ST | Honolulu | HI | 96813 | C&C OF HNL - DEPT OF DESIGN AND CONSTRUCTION | 650 S KING ST | Honolulu | HI | 96813 | R-A6 |  | Permanently Out of Use | 1990-06-30 | 2000 | Not Listed
9-100150 | MTL BUS FACILITY | 1133 ALAPAI ST | Honolulu | HI | 96813 | C&C OF HNL - DEPT OF DESIGN AND CONSTRUCTION | 650 S KING ST | Honolulu | HI | 96813 | R-1 | 1987-01-21 | Permanently Out of Use |  | 12000 | Diesel
9-100150 | MTL BUS FACILITY | 1133 ALAPAI ST | Honolulu | HI | 96813 | C&C OF HNL - DEPT OF DESIGN AND CONSTRUCTION | 650 S KING ST | Honolulu | HI | 96813 | R-2 | 1987-01-21 | Permanently Out of Use |  | 12000 | Diesel
9-101808 | SAWAI BROTHERS PAINTING CO. LTD. | 1135 N SCHOOL ST | Honolulu | HI | 96817 | SAWAI BROTHERS PAINTING CO. LTD. | 1135 NORTH SCHOOL St | Honolulu | HI | 96817 | R-1 | 1939-12-31 | Permanently Out of Use | 1997-12-16 | 550 | Gasoline
9-101808 | SAWAI BROTHERS PAINTING CO. LTD. | 1135 N SCHOOL ST | Honolulu | HI | 96817 | SAWAI BROTHERS PAINTING CO. LTD. | 1135 NORTH SCHOOL St | Honolulu | HI | 96817 | R-2 |  | Permanently Out of Use | 1997-12-16 | 550 | Other
9-100028 | 7-11 KAPALAMA | 1136 N KING ST. | Honolulu | HI | 96817 | Mid Pac Petroleum LLC | 1100 Alakea St., 8th Floor | Honolulu | HI | 96817 | R-0471-2 | 1964-04-01 | Permanently Out of Use | 1992-12-11 | 5000 | Gasoline
9-100028 | 7-11 KAPALAMA | 1136 N KING ST. | Honolulu | HI | 96817 | Mid Pac Petroleum LLC | 1100 Alakea St., 8th Floor | Honolulu | HI | 96817 | R-4 | 1952-12-01 | Permanently Out of Use | 1992-12-15 | 600 | Used Oil
9-100028 | 7-11 KAPALAMA | 1136 N KING ST. | Honolulu | HI | 96817 | Mid Pac Petroleum LLC | 1100 Alakea St., 8th Floor | Honolulu | HI | 96817 | R-0471-1 | 1964-04-01 | Permanently Out of Use | 1992-12-11 | 6000 | Gasoline
9-100028 | 7-11 KAPALAMA | 1136 N KING ST. | Honolulu | HI | 96817 | Mid Pac Petroleum LLC | 1100 Alakea St., 8th Floor | Honolulu | HI | 96817 | 92 | 1986-08-01 | Currently In Use |  | 10000 | Gasoline
9-100028 | 7-11 KAPALAMA | 1136 N KING ST. | Honolulu | HI | 96817 | Mid Pac Petroleum LLC | 1100 Alakea St., 8th Floor | Honolulu | HI | 96817 | 87 | 1996-09-01 | Currently In Use |  | 10000 | Gasoline
9-100028 | 7-11 KAPALAMA | 1136 N KING ST. | Honolulu | HI | 96817 | Mid Pac Petroleum LLC | 1100 Alakea Street, 8th floor | Honolulu | HI | 96817 | R-0471-2 | 1964-04-01 | Permanently Out of Use | 1992-12-11 | 5000 | Gasoline
9-100028 | 7-11 KAPALAMA | 1136 N KING ST. | Honolulu | HI | 96817 | Mid Pac Petroleum LLC | 1100 Alakea St., 8th Floor | Honolulu | HI | 96817 | R-6 | 1948-12-01 | Permanently Out of Use | 1992-12-15 | 1000 | Gasoline
9-100028 | 7-11 KAPALAMA | 1136 N KING ST. | Honolulu | HI | 96817 | Mid Pac Petroleum LLC | 1100 Alakea Street, 8th floor | Honolulu | HI | 96817 | R-6 | 1948-12-01 | Permanently Out of Use | 1992-12-15 | 1000 | Gasoline
9-100028 | 7-11 KAPALAMA | 1136 N KING ST. | Honolulu | HI | 96817 | Mid Pac Petroleum LLC | 1100 Alakea St., 8th Floor | Honolulu | HI | 96817 | R-5 | 1939-12-01 | Permanently Out of Use | 1992-12-15 | 1000 | Gasoline
9-100028 | 7-11 KAPALAMA | 1136 N KING ST. | Honolulu | HI | 96817 | Mid Pac Petroleum LLC | 1100 Alakea Street, 8th floor | Honolulu | HI | 96817 | R-0471-1 | 1964-04-01 | Permanently Out of Use | 1992-12-11 | 6000 | Gasoline
9-100028 | 7-11 KAPALAMA | 1136 N KING ST. | Honolulu | HI | 96817 | Mid Pac Petroleum LLC | 1100 Alakea Street, 8th floor | Honolulu | HI | 96817 | R-0471-4 | 1964-04-01 | Permanently Out of Use | 1992-12-11 | 550 | Used Oil
9-100028 | 7-11 KAPALAMA | 1136 N KING ST. | Honolulu | HI | 96817 | Mid Pac Petroleum LLC | 1100 Alakea Street, 8th floor | Honolulu | HI | 96817 | 87 | 1996-09-01 | Currently In Use |  | 10000 | Gasoline
9-100028 | 7-11 KAPALAMA | 1136 N KING ST. | Honolulu | HI | 96817 | Mid Pac Petroleum LLC | 1100 Alakea Street, 8th floor | Honolulu | HI | 96817 | 92 | 1986-08-01 | Currently In Use |  | 10000 | Gasoline
9-100028 | 7-11 KAPALAMA | 1136 N KING ST. | Honolulu | HI | 96817 | Mid Pac Petroleum LLC | 1100 Alakea Street, 8th floor | Honolulu | HI | 96817 | R-4 | 1952-12-01 | Permanently Out of Use | 1992-12-15 | 600 | Used Oil
9-100028 | 7-11 KAPALAMA | 1136 N KING ST. | Honolulu | HI | 96817 | Mid Pac Petroleum LLC | 1100 Alakea Street, 8th floor | Honolulu | HI | 96817 | R-5 | 1939-12-01 | Permanently Out of Use | 1992-12-15 | 1000 | Gasoline
9-100028 | 7-11 KAPALAMA | 1136 N KING ST. | Honolulu | HI | 96817 | Mid Pac Petroleum LLC | 1100 Alakea St., 8th Floor | Honolulu | HI | 96817 | R-0471-4 | 1964-04-01 | Permanently Out of Use | 1992-12-11 | 550 | Used Oil
9-101043 | NAURU PHOSPHATE ROYALITIES DEVEL | 1137 WAIMANU ST | Honolulu | HI | 96800 | NAURU PHOSPHATE ROYALITIES DEVELOPMENT | 1330 ALA MOANA BLVD, SUITE 301 | Honolulu | HI | 96800 | R-3 |  | Permanently Out of Use | 1993-05-17 | 10000 | Gasoline
9-101043 | NAURU PHOSPHATE ROYALITIES DEVEL | 1137 WAIMANU ST | Honolulu | HI | 96800 | NAURU PHOSPHATE ROYALITIES DEVELOPMENT | 1330 ALA MOANA BLVD, SUITE 301 | Honolulu | HI | 96800 | R-2 |  | Permanently Out of Use | 1993-05-17 | 6000 | Gasoline
9-101043 | NAURU PHOSPHATE ROYALITIES DEVEL | 1137 WAIMANU ST | Honolulu | HI | 96800 | NAURU PHOSPHATE ROYALITIES DEVELOPMENT | 1330 ALA MOANA BLVD, SUITE 301 | Honolulu | HI | 96800 | R-1 |  | Permanently Out of Use | 1993-05-17 | 2000 | Diesel
9-100278 | McKINLEY MOTOR SERVICE, INC. | 1139 KAPIOLANI BLVD | Honolulu | HI | 96814 | McKINLEY MOTOR SERVICE INC. | 1139 KAPIOLANI BLVD | Honolulu | HI | 96814 | R-89 | 1973-05-01 | Permanently Out of Use | 2001-02-13 | 5422 | Gasoline
9-100278 | McKINLEY MOTOR SERVICE, INC. | 1139 KAPIOLANI BLVD | Honolulu | HI | 96814 | McKINLEY MOTOR SERVICE INC. | 1139 KAPIOLANI BLVD | Honolulu | HI | 96814 | R-87 | 1964-05-01 | Permanently Out of Use | 2001-02-13 | 8300 | Gasoline
9-100278 | McKINLEY MOTOR SERVICE, INC. | 1139 KAPIOLANI BLVD | Honolulu | HI | 96814 | McKINLEY MOTOR SERVICE INC. | 1139 KAPIOLANI BLVD | Honolulu | HI | 96814 | R-92 | 1964-05-01 | Permanently Out of Use | 2001-02-13 | 10500 | Gasoline
9-100278 | McKINLEY MOTOR SERVICE, INC. | 1139 KAPIOLANI BLVD | Honolulu | HI | 96814 | McKINLEY MOTOR SERVICE INC. | 1139 KAPIOLANI BLVD | Honolulu | HI | 96814 | 2a - 92 | 2000-10-01 | Currently In Use |  | 9000 | Gasoline
9-100278 | McKINLEY MOTOR SERVICE, INC. | 1139 KAPIOLANI BLVD | Honolulu | HI | 96814 | McKINLEY MOTOR SERVICE INC. | 1139 KAPIOLANI BLVD | Honolulu | HI | 96814 | 2b - 89 | 2000-10-01 | Currently In Use |  | 6000 | Gasoline
9-100278 | McKINLEY MOTOR SERVICE, INC. | 1139 KAPIOLANI BLVD | Honolulu | HI | 96814 | McKINLEY MOTOR SERVICE INC. | 1139 KAPIOLANI BLVD | Honolulu | HI | 96814 | 1 - 87 | 1984-04-01 | Currently in Use |  | 10000 | Gasoline
9-102930 | MALULANI HALE | 114 N KUAKINI ST | Honolulu | HI | 96800 | MALULANI HALE | 114 N KUAKINI ST | Honolulu | HI | 96800 | R-1 |  | Permanently Out of Use | 1994-06-24 | 150 | Diesel
9-603428 | FRANK'S FOODS, INC | 1141 W KAWAILANI AVE | Hilo | HI | 96720 | FRANK'S FOODS INC | 1141 W KAWAILANI AVE | Hilo | HI | 96720 | R-J063045 | 1987-02-23 | Permanently Out of Use | 1999-01-13 | 1000 | Gasoline
9-200050 | TESORO 2GO 61017 | 1143 KAILUA RD. | Kailua | HI | 96734 | TESORO HAWAII CORPORATION | 1311 Palama St | Kailua | HI | 96734 | r-87 | 1987-05-11 | Permanently out of Use | 2012-07-25 | 10000 | Gasoline
9-200050 | TESORO 2GO 61017 | 1143 KAILUA RD. | Kailua | HI | 96734 | TESORO HAWAII CORPORATION | 1311 Palama St | Kailua | HI | 96734 | r-92 | 1987-05-11 | Permanently out of Use | 2012-07-25 | 10000 | Gasoline
9-200050 | TESORO 2GO 61017 | 1143 KAILUA RD. | Kailua | HI | 96734 | TESORO HAWAII CORPORATION | 1311 Palama St | Kailua | HI | 96734 | r-1 | 1987-05-11 | Permanently out of Use | 2012-07-25 | 10000 | Diesel
9-200050 | TESORO 2GO 61017 | 1143 KAILUA RD. | Kailua | HI | 96734 | Tesoro Refining & Marketing Company | 3450 South 344th Way, suite 201 | Kailua | HI | 96734 | r-92 | 1987-05-11 | Permanently out of Use | 2012-07-25 | 10000 | Gasoline
9-200050 | TESORO 2GO 61017 | 1143 KAILUA RD. | Kailua | HI | 96734 | Tesoro Refining & Marketing Company | 3450 South 344th Way, suite 201 | Kailua | HI | 96734 | r-87 | 1987-05-11 | Permanently out of Use | 2012-07-25 | 10000 | Gasoline
9-200050 | TESORO 2GO 61017 | 1143 KAILUA RD. | Kailua | HI | 96734 | Tesoro Refining & Marketing Company | 3450 South 344th Way, suite 201 | Kailua | HI | 96734 | r-1 | 1987-05-11 | Permanently out of Use | 2012-07-25 | 10000 | Diesel
9-100761 | CHRISTIAN BROADCASTING - FM TRAN | 1148 12TH AVE (KAIMUKI BOWL) | Honolulu | HI | 96816 | CHRISTIAN BROADCASTING | 3555 HARDING AVE | Honolulu | HI | 96816 | R-1 | 1966-07-18 | Permanently Out of Use | 1993-07-29 | 1000 | Diesel
9-100212 | GRG ENTERPRISE INC. BASIN MARINE | 115 AHUI ST | Honolulu | HI | 96813 | GRG ENTERPRISE INC. BASIN MARINE | 115 AHUI ST | Honolulu | HI | 96813 | R-4 | 1959-02-27 | Permanently Out of Use | 1998-10-22 | 6000 | Diesel
9-100212 | GRG ENTERPRISE INC. BASIN MARINE | 115 AHUI ST | Honolulu | HI | 96813 | GRG ENTERPRISE INC. BASIN MARINE | 115 AHUI ST | Honolulu | HI | 96813 | R-1 | 1979-02-27 | Permanently Out of Use | 1998-10-22 | 1000 | Gasoline
9-100212 | GRG ENTERPRISE INC. BASIN MARINE | 115 AHUI ST | Honolulu | HI | 96813 | GRG ENTERPRISE INC. BASIN MARINE | 115 AHUI ST | Honolulu | HI | 96813 | R-3 | 1959-02-27 | Permanently Out of Use | 1998-10-22 | 6000 | Diesel
9-100212 | GRG ENTERPRISE INC. BASIN MARINE | 115 AHUI ST | Honolulu | HI | 96813 | GRG ENTERPRISE INC. BASIN MARINE | 115 AHUI ST | Honolulu | HI | 96813 | R-2 | 1979-02-27 | Permanently Out of Use | 1998-10-22 | 1000 | Gasoline
9-201776 | U.S. POSTAL SERVICE - WAHIAWA | 115 LEHUA ST | Wahiawa | HI | 96786 | U.S. POSTAL SERVICE | 850 CHERRY AVENUE | Wahiawa | HI | 96786 | r-2 | 1992-08-30 | Permanently Out of Use | 2004-09-21 | 6000 | Gasoline
9-201776 | U.S. POSTAL SERVICE - WAHIAWA | 115 LEHUA ST | Wahiawa | HI | 96786 | U.S. POSTAL SERVICE | 850 CHERRY AVENUE | Wahiawa | HI | 96786 | R-1 | 1968-04-26 | Permanently Out of Use | 1992-08-10 | 6000 | Gasoline
9-100089 | C&CH NUUANU FIRE STATION | 115 WYLLIE ST | Honolulu | HI | 96817 | C&C HNL Fire Dept | 636 South Street | Honolulu | HI | 96817 | 1 | 1991-02-28 | Currently in Use |  | 1000 | Diesel
9-100089 | C&CH NUUANU FIRE STATION | 115 WYLLIE ST | Honolulu | HI | 96817 | C&C HNL Fire Dept | 636 South Street | Honolulu | HI | 96817 | R-1 | 1955-01-30 | Permanently Out of Use | 1991-01-07 | 550 | Diesel
9-500408 | OKUNI SERVICE STATION | 1151 HAIKU RD | Haiku | HI | 96708 | MR. SADAMU OKUNI | 1151 HAIKU RD | Haiku | HI | 96708 | R-2 | 1950-05-06 | Permanently Out of Use | 1992-04-22 | 500 | Gasoline
9-500408 | OKUNI SERVICE STATION | 1151 HAIKU RD | Haiku | HI | 96708 | MR. SADAMU OKUNI | 1151 HAIKU RD | Haiku | HI | 96708 | R-1 | 1940-05-06 | Permanently Out of Use | 1992-04-22 | 500 | Gasoline
9-100181 | CLEANWELL CLEANERS | 1151-A 12TH AVE | Honolulu | HI | 96816 | S & Y CLOTHES CLEANING SERVICE, INC | 1151-A 12TH AVENUE | Honolulu | HI | 96816 | R-1 | 1966-03-17 | Permanently Out of Use | 1991-11-25 | 250 | Diesel
9-102450 | BOB CISCO | 1152 WAIMANU ST | Honolulu | HI | 96814 | ROBERT CISCO & AMERICAN TRUST CO. OF HAWAII, INC. | TRUSTEES OF LORNA AWAI BURGER TRUST / 380-A KAWAIHAE ST | Honolulu | HI | 96814 | R-1 | 1946-12-30 | Permanently Out of Use | 1992-02-05 | 550 | Gasoline
9-101857 | HONOLULU CELLULAR TELEPHONE CO. | 1161 KAPIOLANI BLVD | Honolulu | HI | 96814 | HONOLULU CELLULAR TELEPHONE CO. | 1161 KAPIOLANI BOULEVARD | Honolulu | HI | 96814 | R-1 | 1986-03-07 | Permanently Out of Use | 1992-03-15 | 300 | Diesel
9-502904 | STAR ICE & SODA WORKS | 1162 LOWER MAIN ST | Wailuku | HI | 96793 | STAR ICE & SODA WORKS | 1162 LOWER MAIN ST | Wailuku | HI | 96793 | R-2 | 1982-01-01 | Permanently Out of Use | 1994-04-30 | 1000 | Gasoline
9-502904 | STAR ICE & SODA WORKS | 1162 LOWER MAIN ST | Wailuku | HI | 96793 | STAR ICE & SODA WORKS | 1162 LOWER MAIN ST | Wailuku | HI | 96793 | R-1 | 1980-01-01 | Permanently Out of Use | 1994-04-30 | 500 | Gasoline
9-100250 | MCI WORLDCOM, INC. | 1164 BISHOP ST Suite 1700 | Honolulu | HI | 96813 | MCI International s/o WorldCom, Inc. | 737 BISHOP ST, SUITE 1695 | Honolulu | HI | 96813 | M-1 | 1976-04-25 | Currently in Use |  | 4000 | Diesel
9-100734 | FUJISHIGE TRUCKING CO, LTD. | 117 ADAMS WY | Honolulu | HI | 96819 | FUJISHIGE TRUCKING CO, LTD. | 117 ADAMS WAY | Honolulu | HI | 96819 | R-2 | 1971-05-08 | Permanently Out of Use | 1993-07-09 | 1000 | Gasoline
9-100734 | FUJISHIGE TRUCKING CO, LTD. | 117 ADAMS WY | Honolulu | HI | 96819 | FUJISHIGE TRUCKING CO, LTD. | 117 ADAMS WAY | Honolulu | HI | 96819 | R-3 | 1971-05-08 | Permanently Out of Use | 1993-07-09 | 1000 | Gasoline
9-100734 | FUJISHIGE TRUCKING CO, LTD. | 117 ADAMS WY | Honolulu | HI | 96819 | FUJISHIGE TRUCKING CO, LTD. | 117 ADAMS WAY | Honolulu | HI | 96819 | R-1 | 1971-05-08 | Permanently Out of Use | 1993-07-09 | 1000 | Diesel
9-100492 | ALAKEA MAIN BUILDING | 1177 BISHOP ST | Honolulu | HI | 96813 | Hawaiian Telcom | P.O. Box 2200 | Honolulu | HI | 96813 | M-3 | 1992-12-30 | Currently in Use |  | 2500 | Diesel
9-100492 | ALAKEA MAIN BUILDING | 1177 BISHOP ST | Honolulu | HI | 96813 | Hawaiian Telcom | P.O. Box 2200 | Honolulu | HI | 96813 | M-2 | 1970-11-01 | Currently in Use |  | 18000 | Diesel
9-100492 | ALAKEA MAIN BUILDING | 1177 BISHOP ST | Honolulu | HI | 96813 | Hawaiian Telcom | P.O. Box 2200 | Honolulu | HI | 96813 | M-1 | 1970-11-01 | Currently in Use |  | 18000 | Diesel
9-100492 | ALAKEA MAIN BUILDING | 1177 BISHOP ST | Honolulu | HI | 96813 | Hawaiian Telcom | P.O. Box 2200 | Honolulu | HI | 96813 | R-M-4 | 1966-01-01 | Permanently Out of Use | 1992-12-01 | 4000 | Diesel
9-100492 | ALAKEA MAIN BUILDING | 1177 BISHOP ST | Honolulu | HI | 96813 | Hawaiian Telcom | P.O. Box 2200 | Honolulu | HI | 96813 | R-M-2 | 1961-01-01 | Permanently Out of Use | 1992-12-01 | 1000 | Diesel
9-100492 | ALAKEA MAIN BUILDING | 1177 BISHOP ST | Honolulu | HI | 96813 | Hawaiian Telcom | P.O. Box 2200 | Honolulu | HI | 96813 | R-M-3 | 1961-01-01 | Permanently Out of Use | 1992-12-01 | 1000 | Diesel
9-600713 | BIG ISLE MOVING & DRAYING INC. | 118 HOLOMUA ST | Hilo | HI | 96720 | BIG ISLE MOVING & DRAYING | 69 RAILROAD AVE. B12 | Hilo | HI | 96720 | R-1 | 1976-02-25 | Permanently Out of Use | 1990-03-23 | 1000 | Gasoline
9-100038 | MARK'S PIIKOI SERVICE L-3667 | 1180 S KING ST | Honolulu | HI | 96814 | UNOCAL CORPORATION | 3915 Mission Avenue #7416 | Honolulu | HI | 96814 | R-3667-1 | 1954-03-26 | Permanently Out of Use | 1989-11-01 | 3000 | Gasoline
9-100038 | MARK'S PIIKOI SERVICE L-3667 | 1180 S KING ST | Honolulu | HI | 96814 | UNOCAL CORPORATION | 3915 Mission Avenue #7416 | Honolulu | HI | 96814 | R-3367-4 | 1955-03-26 | Permanently Out of Use | 1989-11-01 | 550 | Used Oil
9-100038 | MARK'S PIIKOI SERVICE L-3667 | 1180 S KING ST | Honolulu | HI | 96814 | UNOCAL CORPORATION | 3915 Mission Avenue #7416 | Honolulu | HI | 96814 | R-3667-2 | 1954-03-26 | Permanently Out of Use | 1989-11-01 | 4000 | Gasoline
9-100038 | MARK'S PIIKOI SERVICE L-3667 | 1180 S KING ST | Honolulu | HI | 96814 | UNOCAL CORPORATION | 3915 Mission Avenue #7416 | Honolulu | HI | 96814 | R-3667-3 | 1954-03-26 | Permanently Out of Use | 1989-11-01 | 5000 | Gasoline
9-501687 | FUROMOTO SERVICE, INC. | 1188 LOWER MAIN ST | Wailuku | HI | 96793 | FUROMOTO SERVICE, INC. | 1188 LOWER MAIN St | Wailuku | HI | 96793 | R-1 | 1956-03-20 | Permanently Out of Use | 1991-05-10 | 500 | Gasoline
9-501687 | FUROMOTO SERVICE, INC. | 1188 LOWER MAIN ST | Wailuku | HI | 96793 | FUROMOTO SERVICE, INC. | 1188 LOWER MAIN St | Wailuku | HI | 96793 | R-2 | 1956-03-20 | Permanently Out of Use | 1991-05-10 | 1000 | Gasoline
9-103800 | Koolani Tower | 1189 Waimanu Street | Honolulu | HI | 96814 | Sunset Heights Hawaii, llc | 1189 Waimanu St | Honolulu | HI | 96814 | r-2 |  | Permanently Out of Use | 2004-06-21 | 500 | Gasoline
9-103800 | Koolani Tower | 1189 Waimanu Street | Honolulu | HI | 96814 | Sunset Heights Hawaii, llc | 1189 Waimanu St | Honolulu | HI | 96814 | r-1 |  | Permanently Out of Use | 2004-06-21 | 2000 | Diesel
9-201458 | Mahalo Wahiawa | 119 N KAMEHAMEHA HWY | Wahiawa | HI | 96786 | ALOHA PETROLEUM, LTD. | 1132 BISHOP STREET, SUITE 1700 | Wahiawa | HI | 96786 | 87 | 1982-01-01 | Currently In Use |  | 10000 | Gasoline
9-201458 | Mahalo Wahiawa | 119 N KAMEHAMEHA HWY | Wahiawa | HI | 96786 | ALOHA PETROLEUM, LTD. | 1132 BISHOP STREET, SUITE 1700 | Wahiawa | HI | 96786 | 92 | 1982-04-04 | Currently In Use |  | 10000 | Gasoline
9-201458 | Mahalo Wahiawa | 119 N KAMEHAMEHA HWY | Wahiawa | HI | 96786 | ALOHA PETROLEUM, LTD. | 1132 BISHOP STREET, SUITE 1700 | Wahiawa | HI | 96786 | 4 | 1982-04-01 | Currently In Use |  | 6000 | Diesel
9-201458 | Mahalo Wahiawa | 119 N KAMEHAMEHA HWY | Wahiawa | HI | 96786 | ALOHA PETROLEUM, LTD. | 1132 BISHOP STREET, SUITE 1700 | Wahiawa | HI | 96786 | R-5 | 1964-04-30 | Permanently Out of Use | 2000-07-31 | 550 | Used Oil
9-201458 | Mahalo Wahiawa | 119 N KAMEHAMEHA HWY | Wahiawa | HI | 96786 | ALOHA PETROLEUM, LTD. | 1132 BISHOP STREET, SUITE 1700 | Wahiawa | HI | 96786 | 89 | 1982-04-01 | Currently In Use |  | 10000 | Gasoline
9-601650 | HILO MEDICAL CENTER | 1190 WAIANUENUE AVE | Hilo | HI | 96720 | HILO MEDICAL CENTER | 1190 WAIANUENUE AVE | Hilo | HI | 96720 | R-1A | 1985-05-12 | Permanently Out of Use | 1999-04-08 | 500 | Gasoline
9-601650 | HILO MEDICAL CENTER | 1190 WAIANUENUE AVE | Hilo | HI | 96720 | HILO MEDICAL CENTER | 1190 WAIANUENUE AVE | Hilo | HI | 96720 | R-M2 |  | Permanently Out of Use | 1996-09-13 | 500 | Diesel
9-601650 | HILO MEDICAL CENTER | 1190 WAIANUENUE AVE | Hilo | HI | 96720 | HILO MEDICAL CENTER | 1190 WAIANUENUE AVE | Hilo | HI | 96720 | R-M-1B | 1985-05-01 | Permanently Out of Use | 1999-04-08 | 550 | Diesel
9-601650 | HILO MEDICAL CENTER | 1190 WAIANUENUE AVE | Hilo | HI | 96720 | HILO MEDICAL CENTER | 1190 WAIANUENUE AVE | Hilo | HI | 96720 | M-1 | 1998-01-01 | Currently In Use |  | 1000 | Diesel
9-702204 | KODANI SERVICE STATION | 1191 KUHIO HWY | Kapaa | HI | 96746 | GARY I. KODANI | KODANI SERVICE STATION 1191 KUHIO HWY | Kapaa | HI | 96746 | R-02 |  | Permanently Out of Use |  | 1000 | Gasoline
9-702204 | KODANI SERVICE STATION | 1191 KUHIO HWY | Kapaa | HI | 96746 | GARY I. KODANI | KODANI SERVICE STATION 1191 KUHIO HWY | Kapaa | HI | 96746 | R-01 |  | Permanently Out of Use |  | 2500 | Gasoline
9-702204 | KODANI SERVICE STATION | 1191 KUHIO HWY | Kapaa | HI | 96746 | GARY I. KODANI | KODANI SERVICE STATION 1191 KUHIO HWY | Kapaa | HI | 96746 | R-03 |  | Permanently Out of Use |  | 550 | Gasoline
9-702204 | KODANI SERVICE STATION | 1191 KUHIO HWY | Kapaa | HI | 96746 | GARY I. KODANI | KODANI SERVICE STATION 1191 KUHIO HWY | Kapaa | HI | 96746 | R-04 |  | Permanently Out of Use |  | 300 | Kerosene
9-103266 | GTE HAWAIIAN TEL WAIMANU BASE YARD | 1192 WAIMANU ST | Honolulu | HI | 96814 | UNDETERMINED AT THIS TIME | Address Unknown | Honolulu | HI | 96814 | R-1 |  | Permanently Out of Use | 2000-05-29 | 1000 | Gasoline
9-103266 | GTE HAWAIIAN TEL WAIMANU BASE YARD | 1192 WAIMANU ST | Honolulu | HI | 96814 | UNDETERMINED AT THIS TIME | Address Unknown | Honolulu | HI | 96814 | R-2 |  | Permanently Out of Use | 2000-05-29 | 2000 | Diesel
9-201932 | GRANDVIEW WASTEWATER PUMP STATION | 12 NONOHE PL | Wahiawa | HI | 96786 | C&C of Honolulu Dept of Environmental Services | 1000 Uluohia Street, Suite 308 | Wahiawa | HI | 96786 | M-1 | 1989-12-29 | Currently in Use |  | 550 | Diesel
9-501832 | MAUI PINEAPPLE CO. LTD -- KAHULUI CANNERY | 120 KANE ST | Kahului | HI | 96732 | MAUI PINEAPPLE COMPANY, LTD. | 120 Kane St | Kahului | HI | 96732 | R-3 | 1946-04-09 | Permanently Out of Use | 1990-11-01 | 7207 | Diesel
9-501832 | MAUI PINEAPPLE CO. LTD -- KAHULUI CANNERY | 120 KANE ST | Kahului | HI | 96732 | MAUI PINEAPPLE COMPANY, LTD. | 120 Kane St | Kahului | HI | 96732 | R-2 | 1946-04-09 | Permanently Out of Use | 1990-11-01 | 6946 | Diesel
9-502695 | MAUI PINEAPPLE CO., LTD - CARP S | 120 KANE ST | Kahului | HI | 96732 | MAUI PINEAPPLE COMPANY, LTD. | 120 Kane St | Kahului | HI | 96732 | R-4 | 1956-04-09 | Permanently Out of Use | 1995-04-27 | 1000 | Gasoline
9-502695 | MAUI PINEAPPLE CO., LTD - CARP S | 120 KANE ST | Kahului | HI | 96732 | MAUI PINEAPPLE COMPANY, LTD. | 120 Kane St | Kahului | HI | 96732 | R-5 | 1971-04-10 | Permanently Out of Use | 1994-08-10 | 2000 | Diesel
9-502696 | MAUI PINEAPPLE COMPANY, LTD. - P | 120 KANE ST | Kahului | HI | 96732 | MAUI PINEAPPLE COMPANY, LTD. | 120 Kane St | Kahului | HI | 96732 | R-6 | 1971-04-10 | Permanently Out of Use | 1991-12-01 | 500 | Kerosene
9-502696 | MAUI PINEAPPLE COMPANY, LTD. - P | 120 KANE ST | Kahului | HI | 96732 | MAUI PINEAPPLE COMPANY, LTD. | 120 Kane St | Kahului | HI | 96732 | R-7 | 1971-04-10 | Permanently Out of Use | 1991-12-01 | 500 | Kerosene
9-501411 | WAILEA RESORT COMPANY, CO., LTD - GOLF MAINTENANCE | 120 KAUKAHI ST | Kihei | HI | 96753 | WAILEA DEVELOPMENT COMPANY, INC. | 161 WAILEA IKE PLACE | Kihei | HI | 96753 | R-2 | 1979-01-01 | Permanently Out of Use | 1998-03-02 | 1000 | Diesel
9-501411 | WAILEA RESORT COMPANY, CO., LTD - GOLF MAINTENANCE | 120 KAUKAHI ST | Kihei | HI | 96753 | WAILEA DEVELOPMENT COMPANY, INC. | 161 WAILEA IKE PLACE | Kihei | HI | 96753 | R-1 | 1978-04-07 | Permanently Out of Use | 1998-03-02 | 2000 | Gasoline
9-100209 | FORMER FLYNN LEARNER | 120 SAND ISLAND ACCESS RD | Honolulu | HI | 96819 | FLYNN LEARNER | Campbell Industrial Park 91-056 Hanua St | Honolulu | HI | 96819 | R-1 | 1984-08-14 | Permanently Out of Use | 1996-03-28 | 1000 | Gasoline
9-203663 | PEARL CITY BUS FACILITY | 1200 WAIMANO HOME ROAD | Pearl City | HI | 96782 | C&C HNL - DEPT OF TRANSPORTATION | 650 S. King Street, 3rd Floor | Pearl City | HI | 96782 | 92-UG-5 | 2001-08-01 | Currently In Use |  | 4000 | Gasoline
9-203663 | PEARL CITY BUS FACILITY | 1200 WAIMANO HOME ROAD | Pearl City | HI | 96782 | C&C HNL - DEPT OF TRANSPORTATION | 650 S. King Street, 3rd Floor | Pearl City | HI | 96782 | DF-4 | 2001-08-01 | Currently In Use |  | 12000 | Diesel
9-203663 | PEARL CITY BUS FACILITY | 1200 WAIMANO HOME ROAD | Pearl City | HI | 96782 | C&C HNL - DEPT OF TRANSPORTATION | 650 S. King Street, 3rd Floor | Pearl City | HI | 96782 | DF-3 | 2001-08-01 | Currently In Use |  | 12000 | Diesel
9-203663 | PEARL CITY BUS FACILITY | 1200 WAIMANO HOME ROAD | Pearl City | HI | 96782 | C&C HNL - DEPT OF TRANSPORTATION | 650 S. King Street, 3rd Floor | Pearl City | HI | 96782 | DF-2 | 2001-08-01 | Currently In Use |  | 12000 | Diesel
9-203663 | PEARL CITY BUS FACILITY | 1200 WAIMANO HOME ROAD | Pearl City | HI | 96782 | C&C HNL - DEPT OF TRANSPORTATION | 650 S. King Street, 3rd Floor | Pearl City | HI | 96782 | DF-1 | 2001-08-01 | Currently In Use |  | 12000 | Diesel
9-101099 | PIIKOI CHEVRON SS | 1201 S KING ST | Honolulu | HI | 96814 | CHEVRON PRODUCTS COMPANY | 91-480 MALAKOLE ST. | Honolulu | HI | 96814 | 87 | 1982-07-18 | Currently in Use |  | 10000 | Gasoline
9-101099 | PIIKOI CHEVRON SS | 1201 S KING ST | Honolulu | HI | 96814 | CHEVRON PRODUCTS COMPANY | 91-480 MALAKOLE ST. | Honolulu | HI | 96814 | 89 | 1982-07-18 | Currently in Use |  | 10000 | Gasoline
9-101099 | PIIKOI CHEVRON SS | 1201 S KING ST | Honolulu | HI | 96814 | CHEVRON PRODUCTS COMPANY | 91-480 MALAKOLE ST. | Honolulu | HI | 96814 | R-4 | 1982-07-18 | Permanently Out of Use | 1998-03-09 | 1000 | Used Oil
9-101099 | PIIKOI CHEVRON SS | 1201 S KING ST | Honolulu | HI | 96814 | CHEVRON PRODUCTS COMPANY | 91-480 MALAKOLE ST. | Honolulu | HI | 96814 | 92 | 1982-07-18 | Currently In Use |  | 10000 | Gasoline
9-101099 | PIIKOI CHEVRON SS | 1201 S KING ST | Honolulu | HI | 96814 | CHEVRON PRODUCTS COMPANY | Attn Permit Desk PO Box 6004 | Honolulu | HI | 96814 | R-4 | 1982-07-18 | Permanently Out of Use | 1998-03-09 | 1000 | Used Oil
9-101099 | PIIKOI CHEVRON SS | 1201 S KING ST | Honolulu | HI | 96814 | CHEVRON PRODUCTS COMPANY | Attn Permit Desk PO Box 6004 | Honolulu | HI | 96814 | 89 | 1982-07-18 | Currently in Use |  | 10000 | Gasoline
9-101099 | PIIKOI CHEVRON SS | 1201 S KING ST | Honolulu | HI | 96814 | CHEVRON PRODUCTS COMPANY | Attn Permit Desk PO Box 6004 | Honolulu | HI | 96814 | 92 | 1982-07-18 | Currently In Use |  | 10000 | Gasoline
9-101099 | PIIKOI CHEVRON SS | 1201 S KING ST | Honolulu | HI | 96814 | CHEVRON PRODUCTS COMPANY | Attn Permit Desk PO Box 6004 | Honolulu | HI | 96814 | 87 | 1982-07-18 | Currently in Use |  | 10000 | Gasoline
9-100081 | C&CH MAKIKI FIRE STATION | 1202 WILDER AVE | Honolulu | HI | 96822 | C&C HNL Fire Dept | 636 South Street | Honolulu | HI | 96822 | 1 | 1991-04-30 | Currently in Use |  | 1000 | Diesel
9-100081 | C&CH MAKIKI FIRE STATION | 1202 WILDER AVE | Honolulu | HI | 96822 | C&C HNL Fire Dept | 636 South Street | Honolulu | HI | 96822 | R-1 | 1955-01-30 | Permanently Out of Use | 1991-05-18 | 500 | Diesel
9-202219 | ALOHA WHITMORE | 1203 WHITMORE AVE | Wahiawa | HI | 96786 | ALOHA PETROLEUM, LTD. | 1132 BISHOP STREET, SUITE 1700 | Wahiawa | HI | 96786 | 92 | 1996-01-01 | Currently In Use |  | 10000 | Gasohol
9-202219 | ALOHA WHITMORE | 1203 WHITMORE AVE | Wahiawa | HI | 96786 | ALOHA PETROLEUM, LTD. | 1132 BISHOP STREET, SUITE 1700 | Wahiawa | HI | 96786 | 87 | 1996-01-01 | Currently In Use |  | 10000 | Gasohol
9-202219 | ALOHA WHITMORE | 1203 WHITMORE AVE | Wahiawa | HI | 96786 | ALOHA PETROLEUM, LTD. | 1132 BISHOP STREET, SUITE 1700 | Wahiawa | HI | 96786 | R-1 |  | Permanently Out of Use | 1995-10-24 | 4000 | Gasoline
9-202219 | ALOHA WHITMORE | 1203 WHITMORE AVE | Wahiawa | HI | 96786 | ALOHA PETROLEUM, LTD. | 1132 BISHOP STREET, SUITE 1700 | Wahiawa | HI | 96786 | R-2 |  | Permanently Out of Use | 1995-10-24 | 4000 | Gasoline
9-101021 | WES'S KAPIOLANI SHELL SS | 1204 KAPIOLANI BLVD | Honolulu | HI | 96814 | SHELL OIL COMPANY | 789 NIMITZ HWY | Honolulu | HI | 96814 | R-1 | 1971-04-19 | Permanently Out of Use |  | 6000 | Gasoline
9-101021 | WES'S KAPIOLANI SHELL SS | 1204 KAPIOLANI BLVD | Honolulu | HI | 96814 | SHELL OIL COMPANY | 789 NIMITZ HWY | Honolulu | HI | 96814 | R-6 |  | Permanently Out of Use |  | 750 | Gasoline
9-101021 | WES'S KAPIOLANI SHELL SS | 1204 KAPIOLANI BLVD | Honolulu | HI | 96814 | SHELL OIL COMPANY | 789 NIMITZ HWY | Honolulu | HI | 96814 | R-5 | 1963-04-19 | Permanently Out of Use |  | 550 | Used Oil
9-101021 | WES'S KAPIOLANI SHELL SS | 1204 KAPIOLANI BLVD | Honolulu | HI | 96814 | SHELL OIL COMPANY | 789 NIMITZ HWY | Honolulu | HI | 96814 | R-4 | 1963-04-19 | Permanently Out of Use |  | 4000 | Gasoline
9-101021 | WES'S KAPIOLANI SHELL SS | 1204 KAPIOLANI BLVD | Honolulu | HI | 96814 | SHELL OIL COMPANY | 789 NIMITZ HWY | Honolulu | HI | 96814 | R-3 | 1963-04-19 | Permanently Out of Use |  | 4000 | Gasoline
9-101021 | WES'S KAPIOLANI SHELL SS | 1204 KAPIOLANI BLVD | Honolulu | HI | 96814 | SHELL OIL COMPANY | 789 NIMITZ HWY | Honolulu | HI | 96814 | R-2 | 1963-04-19 | Permanently Out of Use |  | 6000 | Gasoline
9-103799 | Piikoi and King 76 | 1206 South King Street | Honolulu | HI | 96814 | Mid Pac Petroleum LLC | 1100 Alakea Street, 8th floor | Honolulu | HI | 96814 | 3 | 2006-11-24 | Currently In Use |  | 5000 | Diesel
9-103799 | Piikoi and King 76 | 1206 South King Street | Honolulu | HI | 96814 | Mid Pac Petroleum LLC | 1100 Alakea Street, 8th floor | Honolulu | HI | 96814 | 2 | 2006-11-24 | Currently In Use |  | 10000 | Gasohol
9-103799 | Piikoi and King 76 | 1206 South King Street | Honolulu | HI | 96814 | Mid Pac Petroleum LLC | 1100 Alakea St., 8th Floor | Honolulu | HI | 96814 | 3 | 2006-11-24 | Currently In Use |  | 5000 | Diesel
9-103799 | Piikoi and King 76 | 1206 South King Street | Honolulu | HI | 96814 | Mid Pac Petroleum LLC | 1100 Alakea St., 8th Floor | Honolulu | HI | 96814 | 2 | 2006-11-24 | Currently In Use |  | 10000 | Gasohol
9-103799 | Piikoi and King 76 | 1206 South King Street | Honolulu | HI | 96814 | Mid Pac Petroleum LLC | 1100 Alakea St., 8th Floor | Honolulu | HI | 96814 | 1 | 2006-11-24 | Currently In Use |  | 15000 | Gasohol
9-103799 | Piikoi and King 76 | 1206 South King Street | Honolulu | HI | 96814 | Mid Pac Petroleum LLC | 1100 Alakea Street, 8th floor | Honolulu | HI | 96814 | 1 | 2006-11-24 | Currently In Use |  | 15000 | Gasohol
9-503099 | GOODYEAR AUTO SERVICE CENTER 8026 | 121 ALAMAHA ST | Kahului | HI | 96732 | GOODYEAR TIRE & RUBBER CO. |  | Kahului | HI | 96732 | R-1 | 1987-04-01 | Permanently Out of Use | 1995-08-20 | 250 | Used Oil
9-101799 | U.S. COAST GUARD BASE (KKH) | 1217 ICARUS WY | Honolulu | HI | 96819 | U.S. COAST GUARD BASE EXCHANGE SYSTEM | 400 SAND ISLAND PARKWAY | Honolulu | HI | 96819 | r-92 | 1998-10-01 | Permanently out of Use | 2007-12-15 | 8000 | Gasoline
9-101799 | U.S. COAST GUARD BASE (KKH) | 1217 ICARUS WY | Honolulu | HI | 96819 | U.S. COAST GUARD BASE EXCHANGE SYSTEM | 400 SAND ISLAND PARKWAY | Honolulu | HI | 96819 | R-KKH-3 | 1955-12-31 | Permanently Out of Use | 1993-03-17 | 3000 | Gasoline
9-101799 | U.S. COAST GUARD BASE (KKH) | 1217 ICARUS WY | Honolulu | HI | 96819 | U.S. COAST GUARD BASE EXCHANGE SYSTEM | 400 SAND ISLAND PARKWAY | Honolulu | HI | 96819 | r-87 | 1998-10-01 | Permanently out of Use | 2007-12-18 | 15000 | Gasoline
9-101799 | U.S. COAST GUARD BASE (KKH) | 1217 ICARUS WY | Honolulu | HI | 96819 | U.S. COAST GUARD BASE EXCHANGE SYSTEM | 400 SAND ISLAND PARKWAY | Honolulu | HI | 96819 | R-KKH-1 | 1955-12-31 | Permanently Out of Use | 1998-09-01 | 5000 | Gasoline
9-101799 | U.S. COAST GUARD BASE (KKH) | 1217 ICARUS WY | Honolulu | HI | 96819 | U.S. COAST GUARD BASE EXCHANGE SYSTEM | 400 SAND ISLAND PARKWAY | Honolulu | HI | 96819 | R-KKH-2 | 1955-12-31 | Permanently Out of Use | 1998-09-01 | 6000 | Gasoline
9-101799 | U.S. COAST GUARD BASE (KKH) | 1217 ICARUS WY | Honolulu | HI | 96819 | U.S. COAST GUARD | ISCG - ISC Honolulu 400 Sand Island Access Road | Honolulu | HI | 96819 | r-92 | 1998-10-01 | Permanently out of Use | 2007-12-15 | 8000 | Gasoline
9-101799 | U.S. COAST GUARD BASE (KKH) | 1217 ICARUS WY | Honolulu | HI | 96819 | U.S. COAST GUARD | ISCG - ISC Honolulu 400 Sand Island Access Road | Honolulu | HI | 96819 | R-KKH-2 | 1955-12-31 | Permanently Out of Use | 1998-09-01 | 6000 | Gasoline
9-101799 | U.S. COAST GUARD BASE (KKH) | 1217 ICARUS WY | Honolulu | HI | 96819 | U.S. COAST GUARD | ISCG - ISC Honolulu 400 Sand Island Access Road | Honolulu | HI | 96819 | R-KKH-1 | 1955-12-31 | Permanently Out of Use | 1998-09-01 | 5000 | Gasoline
9-101799 | U.S. COAST GUARD BASE (KKH) | 1217 ICARUS WY | Honolulu | HI | 96819 | U.S. COAST GUARD | ISCG - ISC Honolulu 400 Sand Island Access Road | Honolulu | HI | 96819 | R-KKH-3 | 1955-12-31 | Permanently Out of Use | 1993-03-17 | 3000 | Gasoline
9-101799 | U.S. COAST GUARD BASE (KKH) | 1217 ICARUS WY | Honolulu | HI | 96819 | U.S. COAST GUARD | ISCG - ISC Honolulu 400 Sand Island Access Road | Honolulu | HI | 96819 | r-87 | 1998-10-01 | Permanently out of Use | 2007-12-18 | 15000 | Gasoline
9-103346 | OAHU PLUMBING & SHEETMETAL | 1217 N KING ST | Honolulu | HI | 96819 | OAHU PLUMBING & SHEETMETAL | 1217 N KING ST | Honolulu | HI | 96819 | R-1 |  | Permanently Out of Use | 1998-01-06 | 550 | Gasoline
9-502437 | NAKAMURA MORTUARY, INC | 1218 LOWER MAIN ST | Wailuku | HI | 96793 | NAKAMURA MORTUARY, INC | 1218 LOWER MAIN ST | Wailuku | HI | 96793 | R-1 |  | Permanently Out of Use | 1991-08-07 | 550 | Diesel
9-100220 | COAST & COAST SERVICE | 122 ADAMS WY | Honolulu | HI | 96819 | COAST & COAST SERVICE | P. O. BOX 104 | Honolulu | HI | 96819 | R-1 | 1967-12-15 | Permanently Out of Use |  | 2900 | Diesel
9-103531 | ALEXANDER TOWER | 1226 ALEXANDER ST | Honolulu | HI | 96826 | ALEXANDER TOWER | 1226 ALEXANDER ST, APT 302 | Honolulu | HI | 96826 | R-M-1 |  | Permanently Out of Use | 2000-10-27 | 120 | Diesel
9-100930 | PACIFIC AUTO SERVICE | 1229 N KING ST | Honolulu | HI | 96817 | YOSHIKO A. IIDA & HERBERT Y. AGENA | 1740 ALEWA DRIVE | Honolulu | HI | 96817 | 1 | 1966-04-30 | Permanently Out of Use | 1988-04-01 | 1000 | Gasoline
9-100930 | PACIFIC AUTO SERVICE | 1229 N KING ST | Honolulu | HI | 96817 | YOSHIKO A. IIDA & HERBERT Y. AGENA | 1740 ALEWA DRIVE | Honolulu | HI | 96817 | 2 | 1966-04-30 | Permanently Out of Use | 1988-04-01 | 1000 | Gasoline
9-100854 | RONWILL, INC. | 1232 KAUMUALII ST | Honolulu | HI | 96817 | RONWILL, INC. | 1232 KAUMUALII ST | Honolulu | HI | 96817 | R-01 | 1974-04-16 | Permanently Out of Use | 1989-11-04 | 1000 | Gasoline
9-101276 | SCHUMAN CARRIAGE MOTORS, LTD. | 1234 S BERETANIA ST | Honolulu | HI | 96814 | SCHUMAN CARRIAGE MOTORS, LTD. | 1234 S BERETANIA ST P.O. BOX 2420 | Honolulu | HI | 96814 | R-1 | 1961-05-05 | Permanently Out of Use | 1999-11-09 | 3000 | Gasoline
9-101276 | SCHUMAN CARRIAGE MOTORS, LTD. | 1234 S BERETANIA ST | Honolulu | HI | 96814 | SCHUMAN CARRIAGE MOTORS, LTD. | 1234 S BERETANIA ST P.O. BOX 2420 | Honolulu | HI | 96814 | R-6 | 1961-05-05 | Permanently Out of Use | 1990-12-01 | 550 | Other
9-101276 | SCHUMAN CARRIAGE MOTORS, LTD. | 1234 S BERETANIA ST | Honolulu | HI | 96814 | SCHUMAN CARRIAGE MOTORS, LTD. | 1234 S BERETANIA ST P.O. BOX 2420 | Honolulu | HI | 96814 | R-4 | 1961-05-05 | Permanently Out of Use | 1990-12-01 | 500 | Used Oil
9-101276 | SCHUMAN CARRIAGE MOTORS, LTD. | 1234 S BERETANIA ST | Honolulu | HI | 96814 | SCHUMAN CARRIAGE MOTORS, LTD. | 1234 S BERETANIA ST P.O. BOX 2420 | Honolulu | HI | 96814 | R-2 | 1961-05-05 | Permanently Out of Use | 1999-11-08 | 550 | Other
9-101276 | SCHUMAN CARRIAGE MOTORS, LTD. | 1234 S BERETANIA ST | Honolulu | HI | 96814 | SCHUMAN CARRIAGE MOTORS, LTD. | 1234 S BERETANIA ST P.O. BOX 2420 | Honolulu | HI | 96814 | R-3 | 1961-05-05 | Permanently Out of Use | 1999-11-08 | 550 | Other
9-101276 | SCHUMAN CARRIAGE MOTORS, LTD. | 1234 S BERETANIA ST | Honolulu | HI | 96814 | SCHUMAN CARRIAGE MOTORS, LTD. | 1234 S BERETANIA ST P.O. BOX 2420 | Honolulu | HI | 96814 | r-5 | 1990-03-01 | Permanently Out of Use | 2005-01-26 | 1000 | Used Oil
9-103525 | CANCER RESEARCH CENTER OF HAWAII | 1236 LAUHALA ST | Honolulu | HI | 96813 | CANCER RESEARCH CENTER OF HAWAII | 1236 LAUHALA ST | Honolulu | HI | 96813 | r-M-1 | 1977-05-01 | Permanently out of Use | 2014-09-08 | 500 | Diesel
9-100340 | TEXACO STATION | 1239 S KING ST | Honolulu | HI | 96814 | TEXACO REFINING & MARKETING INC. | ENVIRONMENTAL SERVICES 800 SW FIRST AVE., SUITE 180 | Honolulu | HI | 96814 | R-5 | 1985-02-06 | Permanently Out of Use | 1998-09-03 | 10000 | Gasoline
9-100340 | TEXACO STATION | 1239 S KING ST | Honolulu | HI | 96814 | TEXACO REFINING & MARKETING INC. | ENVIRONMENTAL SERVICES 800 SW FIRST AVE., SUITE 180 | Honolulu | HI | 96814 | R-1 | 1985-02-06 | Permanently Out of Use | 1998-09-02 | 550 | Used Oil
9-100340 | TEXACO STATION | 1239 S KING ST | Honolulu | HI | 96814 | TEXACO REFINING & MARKETING INC. | ENVIRONMENTAL SERVICES 800 SW FIRST AVE., SUITE 180 | Honolulu | HI | 96814 | R-3 | 1985-02-06 | Permanently Out of Use | 1998-09-03 | 10000 | Gasoline
9-100340 | TEXACO STATION | 1239 S KING ST | Honolulu | HI | 96814 | TEXACO REFINING & MARKETING INC. | ENVIRONMENTAL SERVICES 800 SW FIRST AVE., SUITE 180 | Honolulu | HI | 96814 | R-4 | 1985-02-06 | Permanently Out of Use | 1998-09-03 | 10000 | Gasoline
9-100340 | TEXACO STATION | 1239 S KING ST | Honolulu | HI | 96814 | TEXACO REFINING & MARKETING INC. | ENVIRONMENTAL SERVICES 800 SW FIRST AVE., SUITE 180 | Honolulu | HI | 96814 | R-2 | 1985-02-06 | Permanently Out of Use | 1998-09-03 | 10000 | Gasoline
9-100804 | TRANS HAWAIIAN - OAHU, INC. | 124 PUUHALE RD | Honolulu | HI | 96819 | TRANS HAWAIIAN - OAHU, INC. OAHU | 720 Iwilei Rd. Suite 101 | Honolulu | HI | 96819 | R-3 | 1978-03-11 | Permanently Out of Use | 1999-01-25 | 10000 | Diesel
9-100804 | TRANS HAWAIIAN - OAHU, INC. | 124 PUUHALE RD | Honolulu | HI | 96819 | TRANS HAWAIIAN - OAHU, INC. OAHU | 720 Iwilei Rd. Suite 101 | Honolulu | HI | 96819 | R-2 | 1971-03-12 | Permanently Out of Use | 1992-11-28 | 2000 | Gasoline
9-100804 | TRANS HAWAIIAN - OAHU, INC. | 124 PUUHALE RD | Honolulu | HI | 96819 | TRANS HAWAIIAN - OAHU, INC. OAHU | 720 Iwilei Rd. Suite 101 | Honolulu | HI | 96819 | R-1 | 1971-03-12 | Permanently Out of Use | 1992-11-28 | 550 | Gasoline
9-103084 | VICTORIA WARD, LIMITED (IBM BLDG.) | 1240 ALA MOANA BLVD | Honolulu | HI | 96814 | The Howard Hughes Corporation (IBM Bldg) | 1240 Ala Moana Blvd | Honolulu | HI | 96814 | M-1 | 1985-07-01 | Currently in Use |  | 550 | Diesel
9-100258 | JOHIRO BROTHERS, INC. | 1240 MOOKAULA ST | Honolulu | HI | 96817 | JOHIRO BROTHERS, INC. | 1240 MOOKAULA ST | Honolulu | HI | 96817 | R-1 | 1976-04-01 | Permanently Out of Use | 1993-01-26 | 1000 | Gasoline
9-201179 | ALOHA PALI | 1247 KAILUA RD | Kailua | HI | 96734 | ALOHA PETROLEUM, LTD. | 1132 BISHOP STREET, SUITE 1700 | Kailua | HI | 96734 | R-1 | 1980-04-04 | Permanently Out of Use | 1997-03-01 | 8000 | Gasoline
9-201179 | ALOHA PALI | 1247 KAILUA RD | Kailua | HI | 96734 | ALOHA PETROLEUM, LTD. | 1132 BISHOP STREET, SUITE 1700 | Kailua | HI | 96734 | R-2 | 1980-04-04 | Permanently Out of Use | 1997-03-01 | 8000 | Gasoline
9-201179 | ALOHA PALI | 1247 KAILUA RD | Kailua | HI | 96734 | ALOHA PETROLEUM, LTD. | 1132 BISHOP STREET, SUITE 1700 | Kailua | HI | 96734 | R-3 | 1980-04-04 | Permanently Out of Use | 1997-03-01 | 8000 | Gasoline
9-201179 | ALOHA PALI | 1247 KAILUA RD | Kailua | HI | 96734 | ALOHA PETROLEUM, LTD. | 1132 BISHOP STREET, SUITE 1700 | Kailua | HI | 96734 | R-4 | 1980-04-04 | Permanently Out of Use | 1997-03-01 | 8000 | Diesel
9-201179 | ALOHA PALI | 1247 KAILUA RD | Kailua | HI | 96734 | ALOHA PETROLEUM, LTD. | 1132 BISHOP STREET, SUITE 1700 | Kailua | HI | 96734 | 87 | 1997-03-01 | Currently in Use |  | 10000 | Gasohol
9-201179 | ALOHA PALI | 1247 KAILUA RD | Kailua | HI | 96734 | ALOHA PETROLEUM, LTD. | 1132 BISHOP STREET, SUITE 1700 | Kailua | HI | 96734 | 3 | 1997-03-01 | Currently in Use |  | 5000 | Diesel
9-201179 | ALOHA PALI | 1247 KAILUA RD | Kailua | HI | 96734 | ALOHA PETROLEUM, LTD. | 1132 BISHOP STREET, SUITE 1700 | Kailua | HI | 96734 | 92 | 1997-03-01 | Currently in Use |  | 7000 | Gasohol
9-500427 | W & F WASHERETTE, INC. | 125 S WAKEA AVE | Kahului | HI | 96732 | W & F WASHERETTE, INC. | 125 S WAKEA AVE | Kahului | HI | 96732 | R-1 | 1968-04-11 | Permanently Out of Use | 1992-01-28 | 3000 | Diesel
9-201464 | CHEE HING CATERING | 125 WESTERVELT ST | Schofield Barracks | HI | 96786 | HELEN L. CHING | 125 WESTERVELT St | Schofield Barracks | HI | 96786 | R-1 |  | Permanently Out of Use | 1990-01-15 |  | Diesel
9-101457 | MOANALUA GOLF CLUB | 1250 ALA AOLANI ST | Honolulu | HI | 96819 | MOANALUA GOLF CLUB | 1250 ALA AOLANI ST | Honolulu | HI | 96819 | R-1 | 1982-05-14 | Permanently Out of Use | 1997-09-26 | 1000 | Gasoline
9-101115 | 7-11 ALA MOANA | 1260 ALA MOANA BLVD | Honolulu | HI | 96814 | ALOHA PETROLEUM, LTD. | 1132 Bishop Street, Suite 1700 | Honolulu | HI | 96814 | R-87 | 1998-05-01 | Permanently Out of Use | 2003-10-01 | 10000 | Gasoline
9-101115 | 7-11 ALA MOANA | 1260 ALA MOANA BLVD | Honolulu | HI | 96814 | ALOHA PETROLEUM, LTD. | 1132 Bishop Street, Suite 1700 | Honolulu | HI | 96814 | R-2 | 1956-07-18 | Permanently Out of Use | 1998-01-07 | 3000 | Gasoline
9-101115 | 7-11 ALA MOANA | 1260 ALA MOANA BLVD | Honolulu | HI | 96814 | ALOHA PETROLEUM, LTD. | 1132 Bishop Street, Suite 1700 | Honolulu | HI | 96814 | R-92 | 1998-05-01 | Permanently Out of Use | 2003-10-01 | 10000 | Gasoline
9-101115 | 7-11 ALA MOANA | 1260 ALA MOANA BLVD | Honolulu | HI | 96814 | ALOHA PETROLEUM, LTD. | 1132 Bishop Street, Suite 1700 | Honolulu | HI | 96814 | R-5 | 1956-07-18 | Permanently Out of Use | 1998-01-07 | 550 | Used Oil
9-101115 | 7-11 ALA MOANA | 1260 ALA MOANA BLVD | Honolulu | HI | 96814 | ALOHA PETROLEUM, LTD. | 1132 Bishop Street, Suite 1700 | Honolulu | HI | 96814 | R-3 | 1956-07-18 | Permanently Out of Use | 1998-01-07 | 5000 | Gasoline
9-101115 | 7-11 ALA MOANA | 1260 ALA MOANA BLVD | Honolulu | HI | 96814 | ALOHA PETROLEUM, LTD. | 1132 Bishop Street, Suite 1700 | Honolulu | HI | 96814 | R-1 | 1956-07-18 | Permanently Out of Use | 1998-01-07 | 3000 | Gasoline
9-101115 | 7-11 ALA MOANA | 1260 ALA MOANA BLVD | Honolulu | HI | 96814 | ALOHA PETROLEUM, LTD. | 1132 Bishop Street, Suite 1700 | Honolulu | HI | 96814 | R-4 | 1956-07-18 | Permanently Out of Use | 1998-01-07 | 2000 | Gasoline
9-601628 | FAIRWAY SERVICE STATION | 1260 KILAUEA AVE. | Hilo | HI | 96720 | EQUILON ENTERPRISES, LLC DBA SHELL OIL PRODUCTS US | P.O. Box 3820 | Hilo | HI | 96720 | r-2 | 1985-06-05 | Permanently Out of Use | 2005-05-20 | 4000 | Gasoline
9-601628 | FAIRWAY SERVICE STATION | 1260 KILAUEA AVE. | Hilo | HI | 96720 | EQUILON ENTERPRISES, LLC DBA SHELL OIL PRODUCTS US | P.O. Box 3820 | Hilo | HI | 96720 | r-1 | 1985-06-05 | Permanently Out of Use | 2005-05-20 | 4000 | Gasoline
9-601628 | FAIRWAY SERVICE STATION | 1260 KILAUEA AVE. | Hilo | HI | 96720 | EQUILON ENTERPRISES, LLC DBA SHELL OIL PRODUCTS US | P.O. Box 3820 | Hilo | HI | 96720 | r-3 | 1985-06-05 | Permanently Out of Use | 2005-05-20 | 4000 | Gasoline
9-601628 | FAIRWAY SERVICE STATION | 1260 KILAUEA AVE. | Hilo | HI | 96720 | EQUILON ENTERPRISES, LLC DBA SHELL OIL PRODUCTS US | P.O. Box 3820 | Hilo | HI | 96720 | r-4 | 1985-06-05 | Permanently Out of Use | 2005-05-20 | 4000 | Gasoline
9-601628 | FAIRWAY SERVICE STATION | 1260 KILAUEA AVE. | Hilo | HI | 96720 | EQUILON ENTERPRISES, LLC DBA SHELL OIL PRODUCTS US | P.O. Box 3820 | Hilo | HI | 96720 | r-5 | 1985-06-05 | Permanently Out of Use | 2005-05-20 | 550 | Used Oil
9-203721 | MAUNAWILI ESTATES WASTEWATER PUMP STATION | 1265 MAUNAWILI ROAD | Kailua | HI | 96734 | C&C HNL - DEPT OF ENVIRONMENTAL SERVICES | 1000 ULU'OHIA STREET, SUITE 308 | Kailua | HI | 96734 | M-1 | 1989-07-01 | Currently In Use |  | 1000 | Diesel
9-200131 | C&CH WAHIAWA CORP YARD | 127 CALIFORNIA AVE | Wahiawa | HI | 96786 | C&C HNL - DEPT. OF FACILITY MAINTENANCE | AUTOMOTIVE SERVICES DIVISION 1000 ULUOHIA ST, SUITE 215 | Wahiawa | HI | 96786 | R-1 | 1953-12-30 | Permanently Out of Use | 1988-10-30 | 2000 | Diesel
9-200131 | C&CH WAHIAWA CORP YARD | 127 CALIFORNIA AVE | Wahiawa | HI | 96786 | C&C HNL - DEPT. OF FACILITY MAINTENANCE | AUTOMOTIVE SERVICES DIVISION 1000 ULUOHIA ST, SUITE 215 | Wahiawa | HI | 96786 | R-2 | 1953-12-30 | Permanently Out of Use | 1988-10-30 | 500 | Gasoline
9-200131 | C&CH WAHIAWA CORP YARD | 127 CALIFORNIA AVE | Wahiawa | HI | 96786 | C&C HNL - DEPT. OF FACILITY MAINTENANCE | AUTOMOTIVE SERVICES DIVISION 1000 ULUOHIA ST, SUITE 215 | Wahiawa | HI | 96786 | R-3 | 1953-12-30 | Permanently Out of Use | 1988-10-30 | 1500 | Gasoline
9-200131 | C&CH WAHIAWA CORP YARD | 127 CALIFORNIA AVE | Wahiawa | HI | 96786 | C&C HNL - DEPT. OF FACILITY MAINTENANCE | AUTOMOTIVE SERVICES DIVISION 1000 ULUOHIA ST, SUITE 215 | Wahiawa | HI | 96786 | 3 | 1988-12-01 | Currently in Use |  | 1000 | Diesel
9-200131 | C&CH WAHIAWA CORP YARD | 127 CALIFORNIA AVE | Wahiawa | HI | 96786 | C&C HNL - DEPT. OF FACILITY MAINTENANCE | AUTOMOTIVE SERVICES DIVISION 1000 ULUOHIA ST, SUITE 215 | Wahiawa | HI | 96786 | 2 | 1988-12-01 | Currently in Use |  | 2500 | Diesel
9-200131 | C&CH WAHIAWA CORP YARD | 127 CALIFORNIA AVE | Wahiawa | HI | 96786 | C&C HNL - DEPT. OF FACILITY MAINTENANCE | AUTOMOTIVE SERVICES DIVISION 1000 ULUOHIA ST, SUITE 215 | Wahiawa | HI | 96786 | 87 | 1988-12-01 | Currently in Use |  | 2500 | Gasoline
9-101773 | U.S. POSTAL SERVICE - KAPALAMA | 1271 N KING ST | Honolulu | HI | 96817 | U.S. POSTAL SERVICE | 850 CHERRY AVENUE | Honolulu | HI | 96817 | R-1A | 1990-10-30 | Permanently Out of Use | 2001-05-14 | 6000 | Gasoline
9-101773 | U.S. POSTAL SERVICE - KAPALAMA | 1271 N KING ST | Honolulu | HI | 96817 | U.S. POSTAL SERVICE | 850 CHERRY AVENUE | Honolulu | HI | 96817 | R-1 | 1972-04-07 | Permanently Out of Use | 1990-07-30 | 6000 | Gasoline
9-500373 | TESORO 2GO #61073 | 1279 S KIHEI RD | Kihei | HI | 96753 | HIE Retail, LLC | 800 Gessner Road, Suite 875 | Kihei | HI | 96753 | 2 | 1985-04-10 | Currently In Use |  | 10000 | Gasohol
9-500373 | TESORO 2GO #61073 | 1279 S KIHEI RD | Kihei | HI | 96753 | HIE Retail, LLC | 800 Gessner Road, Suite 875 | Kihei | HI | 96753 | 1 | 1985-04-01 | Currently In Use |  | 10000 | Gasohol
9-500373 | TESORO 2GO #61073 | 1279 S KIHEI RD | Kihei | HI | 96753 | HIE Retail, LLC | 800 Gessner Road, Suite 875 | Kihei | HI | 96753 | r-92 | 1985-04-10 | Permanently out of Use | 2011-03-29 | 10000 | Gasoline
9-500373 | TESORO 2GO #61073 | 1279 S KIHEI RD | Kihei | HI | 96753 | HIE Retail, LLC | 800 Gessner Road, Suite 875 | Kihei | HI | 96753 | 3 | 1985-04-10 | Currently In Use |  | 6000 | Diesel
9-203206 | WAHIAWA GENERAL HOSPITAL | 128 LEHUA ST | Wahiawa | HI | 96786 | WAHIAWA GENERAL HOSPITAL | 128 Lehua St. | Wahiawa | HI | 96786 | 2 | 1998-10-01 | Currently In Use |  | 5000 | Diesel
9-203206 | WAHIAWA GENERAL HOSPITAL | 128 LEHUA ST | Wahiawa | HI | 96786 | WAHIAWA GENERAL HOSPITAL | 128 Lehua St. | Wahiawa | HI | 96786 | R-1 | 1977-10-01 | Permanently Out of Use | 1998-10-06 | 10000 | Diesel
9-103240 | UNITED PARCEL SERVICE (PMID 009187) | 128 MOKUEA PL | Honolulu | HI | 96819 | UNITED PARCEL SERVICE | 128 MOKUEA PLACE | Honolulu | HI | 96819 | 87 | 1989-06-01 | Currently In Use |  | 10000 | Gasoline
9-103240 | UNITED PARCEL SERVICE (PMID 009187) | 128 MOKUEA PL | Honolulu | HI | 96819 | UNITED PARCEL SERVICE | 128 MOKUEA PLACE | Honolulu | HI | 96819 | used oil | 1989-06-01 | Currently In Use |  | 1000 | Used Oil
9-503244 | AZEKA PLACE 1 SHOPPING CENTER | 1280 KIHEI RD | Kihei | HI | 96753 | AZEKA BUILDING CORPORATION | P.O. BOX 1959 | Kihei | HI | 96753 | R-1 |  | Permanently Out of Use | 1996-10-01 | 3000 | Gasoline
9-503244 | AZEKA PLACE 1 SHOPPING CENTER | 1280 KIHEI RD | Kihei | HI | 96753 | AZEKA BUILDING CORPORATION | P.O. BOX 1959 | Kihei | HI | 96753 | R-2 |  | Permanently Out of Use | 1996-10-01 | 3000 | Gasoline
9-501127 | KIHEI CHEVRON SERVICE STATION | 1281 S. KIHEI RD | Kihei | HI | 96753 | Lahiana Petroleum, LLC | P.O. Box 1096 | Kihei | HI | 96753 | 1 | 1985-04-28 | Currently In Use |  | 10000 | Gasoline
9-501127 | KIHEI CHEVRON SERVICE STATION | 1281 S. KIHEI RD | Kihei | HI | 96753 | Lahiana Petroleum, LLC | P.O. Box 1096 | Kihei | HI | 96753 | 2 | 1985-04-28 | Currently in Use |  | 10000 | Gasoline
9-501127 | KIHEI CHEVRON SERVICE STATION | 1281 S. KIHEI RD | Kihei | HI | 96753 | Lahiana Petroleum, LLC | P.O. Box 1096 | Kihei | HI | 96753 | 3 | 1985-04-28 | Currently in Use |  | 10000 | Gasoline
9-503924 | Maui Lani 76 -Mako's | 129 Maa St | Kahului | HI | 96732 | Mid Pac Petroleum LLC | 1100 Alakea St., 8th Floor | Kahului | HI | 96732 | 1 | 2013-02-13 | Currently in Use |  | 12000 | Gasoline
9-503924 | Maui Lani 76 -Mako's | 129 Maa St | Kahului | HI | 96732 | Mid Pac Petroleum LLC | 1100 Alakea St., 8th Floor | Kahului | HI | 96732 | 2b | 2013-02-13 | Currently In Use |  | 5000 | Diesel
9-503924 | Maui Lani 76 -Mako's | 129 Maa St | Kahului | HI | 96732 | Mid Pac Petroleum LLC | 1100 Alakea St., 8th Floor | Kahului | HI | 96732 | 2a | 2013-02-13 | Currently In Use |  | 7000 | Gasoline
9-502725 | Maui County Hwy Div Makawao Base yard | 1295 Makawao Ave | Makawao | HI | 96768 | COUNTY OF MAUI - DEPT OF PUBLIC WORKS | 200 SOUTH HIGH St | Makawao | HI | 96768 | R-1 |  | Permanently Out of Use | 1993-03-23 | 1200 | Gasoline
9-502725 | Maui County Hwy Div Makawao Base yard | 1295 Makawao Ave | Makawao | HI | 96768 | COUNTY OF MAUI - DEPT OF PUBLIC WORKS | 200 SOUTH HIGH St | Makawao | HI | 96768 | R-2 |  | Permanently Out of Use | 1993-03-23 | 1000 | Diesel
9-601777 | USPS HILO | 1299 KEKUANAOA ST | Hilo | HI | 96720 | U.S. POSTAL SERVICE | 850 CHERRY AVENUE | Hilo | HI | 96720 | R-1 | 1977-04-07 | Permanently Out of Use |  | 10000 | Gasoline
9-601777 | USPS HILO | 1299 KEKUANAOA ST | Hilo | HI | 96720 | U.S. POSTAL SERVICE | 850 CHERRY AVENUE | Hilo | HI | 96720 | R-1A | 1992-06-12 | Permanently Out of Use | 2004-09-29 | 12000 | Gasoline
9-302990 | Maui County MOLOKAI FIRE STATION 4 | 130 AINOA ST | Kaunakakai | HI | 96748 | COUNTY OF MAUI - MOLOKAI FIRE STATION #4 | 130 AINOA ST | Kaunakakai | HI | 96748 | R-1 |  | Permanently Out of Use |  | 500 | Diesel
9-302990 | Maui County MOLOKAI FIRE STATION 4 | 130 AINOA ST | Kaunakakai | HI | 96748 | COUNTY OF MAUI - MOLOKAI FIRE STATION #4 | 130 AINOA ST | Kaunakakai | HI | 96748 | R-2 | 1979-01-01 | Permanently Out of Use | 1994-03-25 | 500 | Diesel
9-602875 | HAWAII AIR NATIONAL GUARD 291 CBCS | 1300 KEKUANAOA ST BLDG 702 TANK 702-1, 702-2 | Hilo | HI | 96720 | STATE DOD - HAWAII AIR NATIONAL GUARD | 3949 DIAMOND HEAD ROAD | Hilo | HI | 96720 | R-702-2 | 1982-06-01 | Permanently Out of Use | 1996-03-20 | 1000 | Diesel
9-602875 | HAWAII AIR NATIONAL GUARD 291 CBCS | 1300 KEKUANAOA ST BLDG 702 TANK 702-1, 702-2 | Hilo | HI | 96720 | STATE DOD - HAWAII AIR NATIONAL GUARD | 3949 DIAMOND HEAD ROAD | Hilo | HI | 96720 | R-702-1 | 1982-06-01 | Permanently Out of Use | 1996-03-20 | 1000 | Gasoline
9-100901 | QUEEN'S MEDICAL CENTER | 1301 PUNCHBOWL ST | Honolulu | HI | 96813 | THE QUEEN'S MEDICAL CENTER | 1301 Punchbowl Street | Honolulu | HI | 96813 | m-2-Mauka | 2006-12-22 | Currently In Use |  | 20000 | Diesel
9-100901 | QUEEN'S MEDICAL CENTER | 1301 PUNCHBOWL ST | Honolulu | HI | 96813 | THE QUEEN'S MEDICAL CENTER | 1301 Punchbowl Street | Honolulu | HI | 96813 | R-4 |  | Permanently Out of Use | 1998-12-17 | 1000 | Not Listed
9-100901 | QUEEN'S MEDICAL CENTER | 1301 PUNCHBOWL ST | Honolulu | HI | 96813 | QUEEN'S Medical Center | 1301 Punchbowl St. | Honolulu | HI | 96813 | R-4 |  | Permanently Out of Use | 1998-12-17 | 1000 | Not Listed
9-100901 | QUEEN'S MEDICAL CENTER | 1301 PUNCHBOWL ST | Honolulu | HI | 96813 | THE QUEEN'S MEDICAL CENTER | 1301 Punchbowl Street | Honolulu | HI | 96813 | m-3-Makai | 2006-12-22 | Currently In Use |  | 20000 | Diesel
9-100901 | QUEEN'S MEDICAL CENTER | 1301 PUNCHBOWL ST | Honolulu | HI | 96813 | QUEEN'S Medical Center | 1301 Punchbowl St. | Honolulu | HI | 96813 | m-3-Makai | 2006-12-22 | Currently In Use |  | 20000 | Diesel
9-100901 | QUEEN'S MEDICAL CENTER | 1301 PUNCHBOWL ST | Honolulu | HI | 96813 | QUEEN'S Medical Center | 1301 Punchbowl St. | Honolulu | HI | 96813 | M-1 | 1985-04-09 | Currently In Use |  | 14000 | Diesel
9-100901 | QUEEN'S MEDICAL CENTER | 1301 PUNCHBOWL ST | Honolulu | HI | 96813 | QUEEN'S Medical Center | 1301 Punchbowl St. | Honolulu | HI | 96813 | m-2-Mauka | 2006-12-22 | Currently In Use |  | 20000 | Diesel
9-100901 | QUEEN'S MEDICAL CENTER | 1301 PUNCHBOWL ST | Honolulu | HI | 96813 | THE QUEEN'S MEDICAL CENTER | 1301 Punchbowl Street | Honolulu | HI | 96813 | M-1 | 1985-04-09 | Currently In Use |  | 14000 | Diesel
9-101110 | BENTON'S MIDDLE STREET CHEVRON | 1305 MIDDLE ST | Honolulu | HI | 96819 | Chevon Products Company | Attn: HES Permit Desk P.O. Box 6004 | Honolulu | HI | 96819 | 92 | 1984-07-18 | Currently in Use |  | 10000 | Gasoline
9-101110 | BENTON'S MIDDLE STREET CHEVRON | 1305 MIDDLE ST | Honolulu | HI | 96819 | CHEVRON PRODUCTS COMPANY | Attn Permit Desk PO Box 6004 | Honolulu | HI | 96819 | R-1 | 1984-07-18 | Permanently Out of Use | 1999-03-03 | 1000 | Used Oil
9-101110 | BENTON'S MIDDLE STREET CHEVRON | 1305 MIDDLE ST | Honolulu | HI | 96819 | Chevon Products Company | Attn: HES Permit Desk P.O. Box 6004 | Honolulu | HI | 96819 | R-1 | 1984-07-18 | Permanently Out of Use | 1999-03-03 | 1000 | Used Oil
9-101110 | BENTON'S MIDDLE STREET CHEVRON | 1305 MIDDLE ST | Honolulu | HI | 96819 | Chevon Products Company | Attn: HES Permit Desk P.O. Box 6004 | Honolulu | HI | 96819 | 87 s | 1984-07-18 | Currently In Use |  | 10000 | Gasoline
9-101110 | BENTON'S MIDDLE STREET CHEVRON | 1305 MIDDLE ST | Honolulu | HI | 96819 | CHEVRON PRODUCTS COMPANY | Attn Permit Desk PO Box 6004 | Honolulu | HI | 96819 | 87 | 1984-07-18 | Currently in Use |  | 10000 | Gasoline
9-101110 | BENTON'S MIDDLE STREET CHEVRON | 1305 MIDDLE ST | Honolulu | HI | 96819 | CHEVRON PRODUCTS COMPANY | Attn Permit Desk PO Box 6004 | Honolulu | HI | 96819 | 87 s | 1984-07-18 | Currently In Use |  | 10000 | Gasoline
9-101110 | BENTON'S MIDDLE STREET CHEVRON | 1305 MIDDLE ST | Honolulu | HI | 96819 | CHEVRON PRODUCTS COMPANY | Attn Permit Desk PO Box 6004 | Honolulu | HI | 96819 | 92 | 1984-07-18 | Currently in Use |  | 10000 | Gasoline
9-101110 | BENTON'S MIDDLE STREET CHEVRON | 1305 MIDDLE ST | Honolulu | HI | 96819 | Chevon Products Company | Attn: HES Permit Desk P.O. Box 6004 | Honolulu | HI | 96819 | 87 | 1984-07-18 | Currently in Use |  | 10000 | Gasoline
9-200524 | PEARL CITY CENTRAL OFFICE | 1305 WAIMANO HOME RD | Pearl City | HI | 96782 | Hawaiian Telcom | P.O. Box 2200 | Pearl City | HI | 96782 | R-M-2 | 1971-05-08 | Permanently Out of Use | 1996-10-11 | 1000 | Diesel
9-200524 | PEARL CITY CENTRAL OFFICE | 1305 WAIMANO HOME RD | Pearl City | HI | 96782 | Hawaiian Telcom | P.O. Box 2200 | Pearl City | HI | 96782 | M-1 | 1996-10-01 | Currently In Use |  | 1000 | Diesel
9-103611 | KING'S VILLAGE SHOPPING CENTER | 131 KAIULANI AVE | Honolulu | HI | 96819 | KING'S VILLAGE SHOPPING CENTER | 131 KAIULANI AVE | Honolulu | HI | 96819 | R-1 |  | Permanently Out of Use | 1999-11-26 | 6000 | Gasoline
9-101544 | HONOLULU BODY & FENDER SHOP | 131 MOKAUEA ST | Honolulu | HI | 96819 | HONOLULU BODY & FENDER SHOP | 131 MOKAUEA ST | Honolulu | HI | 96819 | R-1 | 1973-08-31 | Permanently Out of Use | 1993-09-13 | 1000 | Gasoline
9-101168 | TREASURES OF THE EAST | 1310 MAKALOA ST | Honolulu | HI | 96814 | UNOCAL CORPORATION | 3915 Mission Avenue #7416 | Honolulu | HI | 96814 | R-1 | 1965-05-01 | Permanently Out of Use | 1992-01-02 | 1000 | Gasoline
9-102410 | SHRINERS HOSPITALS FOR CRIPPLED CHILDREN | 1310 PUNAHOU ST | Honolulu | HI | 96826 | KAUAI VETERANS' MEMORIAL Hospital | 4643 Waimea Canyon Dr. | Honolulu | HI | 96826 | R-1 | 1967-02-28 | Permanently Out of Use | 1991-06-28 | 8500 | Other
9-102410 | SHRINERS HOSPITALS FOR CRIPPLED CHILDREN | 1310 PUNAHOU ST | Honolulu | HI | 96826 | KAUAI VETERANS' MEMORIAL Hospital | 4643 Waimea Canyon Dr. | Honolulu | HI | 96826 | R-2 | 1967-02-28 | Permanently Out of Use | 1991-06-28 | 550 | Diesel
9-102410 | SHRINERS HOSPITALS FOR CRIPPLED CHILDREN | 1310 PUNAHOU ST | Honolulu | HI | 96826 | KAUAI VETERANS' MEMORIAL Hospital | 4643 Waimea Canyon Dr. | Honolulu | HI | 96826 | r-3 |  | Permanently out of Use | 2009-08-10 | 550 | Diesel
9-100348 | TESORO 2GO #61022 | 1311 PALAMA ST | Honolulu | HI | 96817 | HIE Retail, LLC | 800 Gessner Road, Suite 875 | Honolulu | HI | 96817 | R-1 | 1961-04-16 | Permanently Out of Use | 1990-02-21 | 4000 | Gasoline
9-100348 | TESORO 2GO #61022 | 1311 PALAMA ST | Honolulu | HI | 96817 | HIE Retail, LLC | 800 Gessner Road, Suite 875 | Honolulu | HI | 96817 | R-5 | 1961-04-16 | Permanently Out of Use | 1997-12-03 | 500 | Used Oil
9-100348 | TESORO 2GO #61022 | 1311 PALAMA ST | Honolulu | HI | 96817 | HIE Retail, LLC | 800 Gessner Road, Suite 875 | Honolulu | HI | 96817 | R-4 | 1977-04-16 | Permanently Out of Use | 1997-12-03 | 7000 | Gasoline
9-100348 | TESORO 2GO #61022 | 1311 PALAMA ST | Honolulu | HI | 96817 | HIE Retail, LLC | 800 Gessner Road, Suite 875 | Honolulu | HI | 96817 | 1 | 1999-07-01 | Currently In Use |  | 12000 | Gasohol
9-100348 | TESORO 2GO #61022 | 1311 PALAMA ST | Honolulu | HI | 96817 | HIE Retail, LLC | 800 Gessner Road, Suite 875 | Honolulu | HI | 96817 | 2 | 1999-07-01 | Currently In Use |  | 12000 | Gasohol
9-100348 | TESORO 2GO #61022 | 1311 PALAMA ST | Honolulu | HI | 96817 | HIE Retail, LLC | 800 Gessner Road, Suite 875 | Honolulu | HI | 96817 | 3 | 1999-07-01 | Currently In Use |  | 5000 | Diesel
9-100348 | TESORO 2GO #61022 | 1311 PALAMA ST | Honolulu | HI | 96817 | HIE Retail, LLC | 800 Gessner Road, Suite 875 | Honolulu | HI | 96817 | R-2 | 1961-04-16 | Permanently Out of Use | 1990-02-21 | 2000 | Gasoline
9-100348 | TESORO 2GO #61022 | 1311 PALAMA ST | Honolulu | HI | 96817 | HIE Retail, LLC | 800 Gessner Road, Suite 875 | Honolulu | HI | 96817 | R-3 | 1961-04-16 | Permanently Out of Use | 1997-12-03 | 7000 | Gasoline
9-103140 | ONE KALAKAUA PARTNERS | 1314 KALAKAUA AVE | Honolulu | HI | 96823 | UNDETERMINED AT THIS TIME | Address Unknown | Honolulu | HI | 96823 | R-1 |  | Permanently Out of Use |  | 550 | Not Listed
9-103862 | former T J Auto Repair | 1314 N. School Street | Honolulu | HI | 96817 | Engineers Surveyors Hawaii, Incorporated | 900 Halekauwila Street | Honolulu | HI | 96817 | r-1 |  | Permanently out of Use | 2008-04-29 | 165 | Used Oil
9-101431 | OUTRIGGER HOTELS | 1315 KALAKAUA AVE | Honolulu | HI | 96815 | RICHARD R. KELLY - LIVING TRUST | 2375 KUHIO AVENUE | Honolulu | HI | 96815 | R-1 |  | Permanently Out of Use | 1991-07-03 | 300 | Diesel
9-102890 | BRAKE SERVICE & SUPPLY | 1318 S BERETANIA ST | Honolulu | HI | 96827 | MR. GORDON NISHIKI | 1318 S BERETANIA St | Honolulu | HI | 96827 | R-1 |  | Permanently Out of Use |  | 550 | Other
9-100740 | KAPIOLANI WOMEN'S & CHILDREN'S MEDICAL CENTER | 1319 PUNAHOU ST | Honolulu | HI | 96826 | KAPIOLANI WOMEN'S & CHILDREN'S MEDICAL CENTER | 1319 PUNAHOU ST | Honolulu | HI | 96826 | R-001 | 1971-03-22 | Permanently Out of Use | 1996-04-16 | 1000 | Diesel
9-100740 | KAPIOLANI WOMEN'S & CHILDREN'S MEDICAL CENTER | 1319 PUNAHOU ST | Honolulu | HI | 96826 | KAPIOLANI WOMEN'S & CHILDREN'S MEDICAL CENTER | 1319 PUNAHOU ST | Honolulu | HI | 96826 | r-1 | 1995-10-01 | Permanently out of Use | 2014-07-23 | 15000 | Diesel
9-100296 | PONY EXPRESS COURIER CORP | 1321 MOONUI ST | Honolulu | HI | 96817 | PONY EXPRESS COURIER CORP | 1321 MOONUI ST | Honolulu | HI | 96817 | R-001 | 1971-03-27 | Permanently Out of Use | 1991-02-01 | 6000 | Gasoline
9-100037 | ALA MOANA UNOCAL | 1322 KAPIOLANI BLVD | Honolulu | HI | 96814 | Tosco Marketing Company | P. O. Box 25376 | Honolulu | HI | 96814 | R-2877-7 | 1990-05-31 | Permanently Out of Use | 1992-10-06 | 520 | Used Oil
9-100037 | ALA MOANA UNOCAL | 1322 KAPIOLANI BLVD | Honolulu | HI | 96814 | Tosco Marketing Company | P. O. Box 25376 | Honolulu | HI | 96814 | R-2877-2 | 1967-03-27 | Permanently Out of Use | 1992-04-01 | 8000 | Gasoline
9-100037 | ALA MOANA UNOCAL | 1322 KAPIOLANI BLVD | Honolulu | HI | 96814 | Tosco Marketing Company | P. O. Box 25376 | Honolulu | HI | 96814 | R-2877-6 | 1990-05-31 | Permanently Out of Use | 1992-10-06 | 12000 | Gasoline
9-100037 | ALA MOANA UNOCAL | 1322 KAPIOLANI BLVD | Honolulu | HI | 96814 | Tosco Marketing Company | P. O. Box 25376 | Honolulu | HI | 96814 | R-2877-5 | 1990-05-31 | Permanently Out of Use | 1992-10-06 | 12000 | Gasoline
9-100037 | ALA MOANA UNOCAL | 1322 KAPIOLANI BLVD | Honolulu | HI | 96814 | Tosco Marketing Company | P. O. Box 25376 | Honolulu | HI | 96814 | R-2877-4 | 1967-03-27 | Permanently Out of Use | 1990-04-01 | 285 | Used Oil
9-100037 | ALA MOANA UNOCAL | 1322 KAPIOLANI BLVD | Honolulu | HI | 96814 | Tosco Marketing Company | P. O. Box 25376 | Honolulu | HI | 96814 | R-2877-1 | 1967-03-27 | Permanently Out of Use | 1990-04-01 | 8000 | Gasoline
9-101172 | 7-11 KALAKAUA | 1323 KALAKAUA AVE | Honolulu | HI | 96826 | Mid Pac Petroleum LLC | 1100 Alakea Street, 8th floor | Honolulu | HI | 96826 | r-87 | 1985-04-04 | Permanently out of Use | 2009-06-12 | 8000 | Gasoline
9-101172 | 7-11 KALAKAUA | 1323 KALAKAUA AVE | Honolulu | HI | 96826 | Mid Pac Petroleum LLC | 1100 Alakea Street, 8th floor | Honolulu | HI | 96826 | r-89 | 1985-04-04 | Permanently out of Use | 2009-06-12 | 8000 | Gasoline
9-101172 | 7-11 KALAKAUA | 1323 KALAKAUA AVE | Honolulu | HI | 96826 | Mid Pac Petroleum LLC | 1100 Alakea Street, 8th floor | Honolulu | HI | 96826 | r-92 | 1985-04-04 | Permanently out of Use | 2009-06-12 | 8000 | Gasoline
9-101172 | 7-11 KALAKAUA | 1323 KALAKAUA AVE | Honolulu | HI | 96826 | Mid Pac Petroleum LLC | 1100 Alakea Street, 8th floor | Honolulu | HI | 96826 | 1a | 2009-06-19 | Currently in Use |  | 7000 | Gasoline
9-101172 | 7-11 KALAKAUA | 1323 KALAKAUA AVE | Honolulu | HI | 96826 | Mid Pac Petroleum LLC | 1100 Alakea Street, 8th floor | Honolulu | HI | 96826 | 1b | 2009-06-19 | Currently In Use |  | 5000 | Gasoline
9-102478 | KANE'S AUTO REPAIR | 1325 MIDDLE ST | Honolulu | HI | 96819 | MILDRED KANESHIRO | 45-240 HIKIWALE PLACE | Honolulu | HI | 96819 | R-1 | 1951-12-30 | Permanently Out of Use | 1992-02-21 | 1000 | Gasoline
9-102478 | KANE'S AUTO REPAIR | 1325 MIDDLE ST | Honolulu | HI | 96819 | MILDRED KANESHIRO | 45-240 HIKIWALE PLACE | Honolulu | HI | 96819 | R-2 | 1951-12-30 | Permanently Out of Use | 1992-02-21 | 1000 | Gasoline
9-102622 | QUEEN'S PHYSICIANS' OFFICE BUILDING | 1329 LUSITANA ST | Honolulu | HI | 96813 | THE QUEEN'S MEDICAL CENTER | FACILITIES & BUILDING MAINTENANCE 1301 PUNCHBOWL ST | Honolulu | HI | 96813 | r-M-1 | 1990-11-30 | Permanently out of Use | 2011-06-20 | 500 | Diesel
9-102622 | QUEEN'S PHYSICIANS' OFFICE BUILDING | 1329 LUSITANA ST | Honolulu | HI | 96813 | queEN'S Medical corp | 1099 Alakea Street, #1100 | Honolulu | HI | 96813 | r-M-1 | 1990-11-30 | Permanently out of Use | 2011-06-20 | 500 | Diesel
9-600644 | FAIR CONTRACTING CO LTD | 133 MAKAALA ST | Hilo | HI | 96720 | FAIR CONTRACTING CO., LTD. | 590 Farrington Hwy #210 | Hilo | HI | 96720 | R-1 | 1999-05-12 | Permanently Out of Use | 1999-07-19 | 1000 | Gasoline
9-600644 | FAIR CONTRACTING CO LTD | 133 MAKAALA ST | Hilo | HI | 96720 | FAIR CONTRACTING CO., LTD. | 590 Farrington Hwy #210 | Hilo | HI | 96720 | R-2 | 1974-05-12 | Permanently Out of Use | 1999-07-19 | 1000 | Diesel
9-100078 | C&CH KALIHI-KAI FIRE STATION | 1334 N NIMITZ HWY | Honolulu | HI | 96817 | C&C HNL Fire Dept | 636 South Street | Honolulu | HI | 96817 | 1A | 1992-10-01 | Currently In Use |  | 1000 | Diesel
9-100078 | C&CH KALIHI-KAI FIRE STATION | 1334 N NIMITZ HWY | Honolulu | HI | 96817 | C&C HNL Fire Dept | 636 South Street | Honolulu | HI | 96817 | R-1 | 1967-09-02 | Permanently Out of Use | 1992-09-01 | 1000 | Diesel
9-600152 | HILO RADIATOR & GLASS | 1335 KINOOLE ST | Hilo | HI | 96720 | HILO RADIATOR & GLASS | 1335 KINOOLE ST | Hilo | HI | 96720 | R-2 |  | Permanently Out of Use | 1991-10-16 | 1000 | Gasoline
9-600152 | HILO RADIATOR & GLASS | 1335 KINOOLE ST | Hilo | HI | 96720 | HILO RADIATOR & GLASS | 1335 KINOOLE ST | Hilo | HI | 96720 | R-1 |  | Permanently Out of Use | 1991-10-16 | 1000 | Gasoline
9-102447 | EDSUNG FOOD SERVICE CO | 1337 MOOKAULA ST | Honolulu | HI | 96817 | EDSUNG FOOD SERVICE CO | 1337 MOOKAULA ST | Honolulu | HI | 96817 | R-1 |  | Permanently Out of Use | 1991-08-24 | 3000 | Gasoline
9-502765 | Maui County MAKAWAO FIRE STATION | 134 MAKAWAO AVE | Makawao | HI | 96768 | COUNTY OF MAUI - FIRE PREVENTION BUREAU | 21 KINIPOPO ST | Makawao | HI | 96768 | R-1 |  | Permanently Out of Use | 1993-06-22 | 500 | Diesel
9-101423 | RAINBOW CHEVROLET, INC. | 1341 KAPIOLANI BLVD | Honolulu | HI | 96814 | RAINBOW CHEVROLET, INC. | 1341 KAPIOLANI BLVD | Honolulu | HI | 96814 | R-2 |  | Permanently Out of Use |  | 1000 | Used Oil
9-101423 | RAINBOW CHEVROLET, INC. | 1341 KAPIOLANI BLVD | Honolulu | HI | 96814 | RAINBOW CHEVROLET, INC. | 1341 KAPIOLANI BLVD | Honolulu | HI | 96814 | r-1 |  | Permanently Out of Use |  | 2000 | Gasoline
9-701759 | AMFAC DISTRIBUTION HAWAII, INC. | 1-3410 KAUMUALII HWY | Hanapepe | HI | 96716 | AMFAC DISTRIBUTION HAWAII | 700 BISHOP St, 21ST FLOOR | Hanapepe | HI | 96716 | R-1 |  | Permanently Out of Use | 1996-10-21 | 1000 | Gasoline
9-503475 | SILVERSWORD GOLF CLUB | 1345 PIILANI HWY | Kihei | HI | 96753 | SILVERSWORD GOLF CLUB | 1345 PIILANI HWY | Kihei | HI | 96753 | R-1 | 1987-01-01 | Permanently Out of Use | 1998-12-10 | 1000 | Gasoline
9-503475 | SILVERSWORD GOLF CLUB | 1345 PIILANI HWY | Kihei | HI | 96753 | SILVERSWORD GOLF CLUB | 1345 PIILANI HWY | Kihei | HI | 96753 | R-3 | 1987-01-01 | Permanently Out of Use | 1998-12-10 | 1000 | Diesel
9-503475 | SILVERSWORD GOLF CLUB | 1345 PIILANI HWY | Kihei | HI | 96753 | SILVERSWORD GOLF CLUB | 1345 PIILANI HWY | Kihei | HI | 96753 | R-2 | 1987-01-01 | Permanently Out of Use | 1998-12-10 | 1000 | Gasoline
9-701839 | ORGANIZATIONAL MAINT. SHOP 5 | 1-3460 KAUMUALII HWY | Hanapepe | HI | 96716 | STATE DOD - ARMY NATIONAL GUARD | 3949 DIAMOND HEAD ROAD | Hanapepe | HI | 96716 | R-1 | 1942-12-31 | Permanently Out of Use | 1998-11-16 | 3000 | Diesel
9-103886 | First Hawaiian Bank | 1348 Hunakai Street | Honolulu | HI | 96816 | FIRST HAWAIIAN BANK | 1314 S. King Street | Honolulu | HI | 96816 | r-m-1 |  | Permanently out of Use | 2009-11-25 | 200 | Diesel
9-100886 | MOANALUA GARDENS | 1350 A PINEAPPLE PL | Honolulu | HI | 96819 | ESTATE OF SAMUEL MILLS DAMON | 999 BISHOP ST, SUITE 2800 | Honolulu | HI | 96819 | R-2 | 1988-07-01 | Permanently Out of Use | 1998-04-13 | 550 | Gasoline
9-100886 | MOANALUA GARDENS | 1350 A PINEAPPLE PL | Honolulu | HI | 96819 | ESTATE OF SAMUEL MILLS DAMON | 999 BISHOP ST, SUITE 2800 | Honolulu | HI | 96819 | R-001 | 1960-05-07 | Permanently Out of Use | 1988-06-30 | 550 | Gasoline
9-103787 | Tsumoto Brothers | 1350 Dillingham Blvd | Honolulu | HI | 96817 | Tsumoto Brothers | 94-484 Hiapaiole Loop | Honolulu | HI | 96817 | R-1 |  | Permanently Out of Use | 2004-09-23 | 1000 | Gasoline
9-103787 | Tsumoto Brothers | 1350 Dillingham Blvd | Honolulu | HI | 96817 | Tsumoto Brothers | 94-484 Hiapaiole Loop | Honolulu | HI | 96817 | R-2 |  | Permanently Out of Use | 2004-09-23 | 2000 | Gasoline
9-103745 | SAND ISLAND WASTEWATER TREATMENT PLANT | 1350 SAND ISLAND PARKWAY | Honolulu | HI | 96819 | C&C OF HNL - DIVISION OF WASTEWATER MANAGEMENT | 650 S KING ST., 3RD FLOOR | Honolulu | HI | 96819 | R-1 |  | Permanently Out of Use | 2004-10-01 | 550 | Diesel
9-100146 | SAND ISLE PARKWAY WASTEWATER STN | 1350 Sand Island Parkway. | Honolulu | HI | 96819 | C&C HNL - DEPT OF ENVIRONMENTAL SERVICES | 1000 ULU'OHIA STREET, SUITE 308 | Honolulu | HI | 96819 | R-M-1 | 1981-05-07 | Permanently Out of Use | 2004-10-01 | 1000 | Diesel
9-703263 | CILIA'S SERVICE STATION | 1-3509 KAUMUALII HWY | Hanapepe | HI | 96716 | KAUAI PETROLEUM CO., LTD. | P.O. BOX 1128 | Hanapepe | HI | 96716 | R-1 | 1964-05-06 | Permanently Out of Use | 1997-09-04 | 2000 | Gasoline
9-703263 | CILIA'S SERVICE STATION | 1-3509 KAUMUALII HWY | Hanapepe | HI | 96716 | KAUAI PETROLEUM CO., LTD. | P.O. BOX 1128 | Hanapepe | HI | 96716 | R-2 | 1964-05-06 | Permanently Out of Use | 1997-09-04 | 3000 | Gasoline
9-102161 | ISLAND PAINTING | 1353 MOOKAULA ST | Honolulu | HI | 96817 | MR. MORIKAMI | C/O PH CORP / 2760 KILIHAU ST | Honolulu | HI | 96817 | R-2 |  | Permanently Out of Use |  | 500 | Used Oil
9-102161 | ISLAND PAINTING | 1353 MOOKAULA ST | Honolulu | HI | 96817 | MR. MORIKAMI | C/O PH CORP / 2760 KILIHAU ST | Honolulu | HI | 96817 | R-1 |  | Permanently Out of Use |  | 2000 | Gasoline
9-103867 | Bob's Bar B Que | 1366 Dillingham Blvd | Honolulu | HI | 96817 | KamehaMEHA Schools | 567 South King St | Honolulu | HI | 96817 | r-1 |  | Permanently out of Use | 2009-02-24 | 1000 | Gasoline
9-701551 | WESTERN MOTORS SERVICE, INC. | 1-3680 KAUMUALII HWY | Hanapepe | HI | 96716 | Western Motors Service Inc | P.O. Box 87 | Hanapepe | HI | 96716 | R-4 | 1944-01-01 | Permanently Out of Use | 1994-09-01 | 1000 | Gasoline
9-701551 | WESTERN MOTORS SERVICE, INC. | 1-3680 KAUMUALII HWY | Hanapepe | HI | 96716 | Western Motors Service Inc | P.O. Box 87 | Hanapepe | HI | 96716 | 87 | 1994-11-01 | Currently In Use |  | 10000 | Gasoline
9-701551 | WESTERN MOTORS SERVICE, INC. | 1-3680 KAUMUALII HWY | Hanapepe | HI | 96716 | Western Motors Service Inc | P.O. Box 87 | Hanapepe | HI | 96716 | 92 | 1994-11-01 | Currently In Use |  | 10000 | Gasoline
9-701551 | WESTERN MOTORS SERVICE, INC. | 1-3680 KAUMUALII HWY | Hanapepe | HI | 96716 | Western Motors Service Inc | P.O. Box 87 | Hanapepe | HI | 96716 | R-3 | 1944-01-01 | Permanently Out of Use | 1994-09-01 | 1000 | Gasoline
9-701551 | WESTERN MOTORS SERVICE, INC. | 1-3680 KAUMUALII HWY | Hanapepe | HI | 96716 | Western Motors Service Inc | P.O. Box 87 | Hanapepe | HI | 96716 | R-1 | 1978-01-01 | Permanently Out of Use | 1994-09-01 | 1000 | Gasoline
9-701551 | WESTERN MOTORS SERVICE, INC. | 1-3680 KAUMUALII HWY | Hanapepe | HI | 96716 | Western Motors Service Inc | P.O. Box 87 | Hanapepe | HI | 96716 | R-2 | 1944-01-01 | Permanently Out of Use | 1994-09-01 | 2000 | Gasoline
9-501005 | ILIMA SHELL | 137 KAAHUMANU AVE | Kahului | HI | 96732 | ALOHA PETROLEUM, LTD. | 1132 BISHOP STREET, SUITE 1700 | Kahului | HI | 96732 | 92 | 1998-06-01 | Currently In Use |  | 12000 | Gasoline
9-501005 | ILIMA SHELL | 137 KAAHUMANU AVE | Kahului | HI | 96732 | ALOHA PETROLEUM, LTD. | 1132 BISHOP STREET, SUITE 1700 | Kahului | HI | 96732 | R-2 | 1963-04-19 | Permanently Out of Use | 1998-04-23 | 4000 | Gasoline
9-501005 | ILIMA SHELL | 137 KAAHUMANU AVE | Kahului | HI | 96732 | ALOHA PETROLEUM, LTD. | 1132 BISHOP STREET, SUITE 1700 | Kahului | HI | 96732 | R-3 | 1963-04-19 | Permanently Out of Use | 1998-04-23 | 4000 | Gasoline
9-501005 | ILIMA SHELL | 137 KAAHUMANU AVE | Kahului | HI | 96732 | ALOHA PETROLEUM, LTD. | 1132 BISHOP STREET, SUITE 1700 | Kahului | HI | 96732 | R-1 | 1974-04-18 | Permanently Out of Use | 1998-04-23 | 8000 | Gasoline
9-501005 | ILIMA SHELL | 137 KAAHUMANU AVE | Kahului | HI | 96732 | ALOHA PETROLEUM, LTD. | 1132 BISHOP STREET, SUITE 1700 | Kahului | HI | 96732 | R-4 | 1963-04-19 | Permanently Out of Use | 1998-04-23 | 4000 | Gasoline
9-501005 | ILIMA SHELL | 137 KAAHUMANU AVE | Kahului | HI | 96732 | ALOHA PETROLEUM, LTD. | 1132 BISHOP STREET, SUITE 1700 | Kahului | HI | 96732 | R-6 | 1963-04-19 | Permanently Out of Use | 1998-04-23 | 550 | Used Oil
9-501005 | ILIMA SHELL | 137 KAAHUMANU AVE | Kahului | HI | 96732 | ALOHA PETROLEUM, LTD. | 1132 BISHOP STREET, SUITE 1700 | Kahului | HI | 96732 | 87 | 1998-06-01 | Currently In Use |  | 15000 | Gasoline
9-501005 | ILIMA SHELL | 137 KAAHUMANU AVE | Kahului | HI | 96732 | ALOHA PETROLEUM, LTD. | 1132 BISHOP STREET, SUITE 1700 | Kahului | HI | 96732 | R-5 | 1978-04-18 | Permanently Out of Use | 1998-04-23 | 6000 | Gasoline
9-102952 | PANNER ASSOCIATES | 1372 COLBURN ST | Honolulu | HI | 96817 | PANNER ASSOCIATES | 1620 N SCHOOL ST | Honolulu | HI | 96817 | R-1 | 1962-07-01 | Permanently Out of Use | 1994-07-21 | 550 | Gasoline
9-100832 | YAJIMA OIL OF USA INC | 1375 S KING ST | Honolulu | HI | 96814 | YAJIMA OIL OF USA, INC. | 1375 SOUTH KING ST | Honolulu | HI | 96814 | 92 | 1985-10-01 | Currently in Use |  | 8000 | Gasoline
9-100832 | YAJIMA OIL OF USA INC | 1375 S KING ST | Honolulu | HI | 96814 | YAJIMA OIL OF USA, INC. | 1375 SOUTH KING ST | Honolulu | HI | 96814 | 87 | 1985-10-01 | Currently in Use |  | 8000 | Gasoline
9-100832 | YAJIMA OIL OF USA INC | 1375 S KING ST | Honolulu | HI | 96814 | YAJIMA OIL OF USA, INC. | 1375 SOUTH KING ST | Honolulu | HI | 96814 | 87 | 1985-10-01 | Currently in Use |  | 8000 | Gasoline
9-100832 | YAJIMA OIL OF USA INC | 1375 S KING ST | Honolulu | HI | 96814 | YAJIMA OIL OF USA, INC. | 1375 SOUTH KING ST | Honolulu | HI | 96814 | R-1 | 1953-01-01 | Permanently Out of Use | 1993-04-29 | 350 | Used Oil
9-701072 | Kauai County Hanapepe Pump Station | 1-3775 KAUMUALII HWY | Hanapepe | HI | 96716 | KAUAI COUNTY - DEPT OF PUBLIC WORKS | 444 RICE ST. , STE 275 MAIKEHA BLDG | Hanapepe | HI | 96716 | R-UL119397 | 1983-06-05 | Permanently Out of Use | 1998-10-12 | 550 | Diesel
9-101720 | BERETANIA CHEVRON 0423 | 1378 S BERETANIA ST | Honolulu | HI | 96814 | CHEVRON PRODUCTS COMPANY | Attn Permit Desk PO Box 6004 | Honolulu | HI | 96814 | 89 | 1987-05-29 | Currently in Use |  | 10000 | Gasoline
9-101720 | BERETANIA CHEVRON 0423 | 1378 S BERETANIA ST | Honolulu | HI | 96814 | CHEVRON PRODUCTS COMPANY | Attn Permit Desk PO Box 6004 | Honolulu | HI | 96814 | 87 | 1987-05-29 | Currently in Use |  | 10000 | Gasoline
9-101720 | BERETANIA CHEVRON 0423 | 1378 S BERETANIA ST | Honolulu | HI | 96814 | CHEVRON PRODUCTS COMPANY | Attn Permit Desk PO Box 6004 | Honolulu | HI | 96814 | 92 | 1987-05-29 | Currently In Use |  | 10000 | Gasoline
9-102663 | KALIHI PUMP STATION | 1381 N KING ST | Honolulu | HI | 96817 | C&C OF HNL - BOARD OF WATER SUPPLY | 630 S BERETANIA ST | Honolulu | HI | 96817 | R-1 | 1927-10-30 | Permanently Out of Use | 1992-08-22 | 2608 | Other
9-102663 | KALIHI PUMP STATION | 1381 N KING ST | Honolulu | HI | 96817 | C&C OF HNL - BOARD OF WATER SUPPLY | 630 S BERETANIA ST | Honolulu | HI | 96817 | R-2 | 1927-12-30 | Permanently Out of Use | 1992-08-11 | 2608 | Other
9-200960 | HECO KOOLAU BASE YARD | 1387 ULUPII ST | Kailua | HI | 96734 | HAWAIIAN ELECTRIC CO., INC. | P.O. Box 2750 | Kailua | HI | 96734 | R-001 |  | Permanently Out of Use | 1990-02-20 | 1500 | Gasoline
9-200960 | HECO KOOLAU BASE YARD | 1387 ULUPII ST | Kailua | HI | 96734 | HAWAIIAN ELECTRIC CO., INC. | P.O. Box 2750 | Kailua | HI | 96734 | r-87 | 1990-02-01 | Permanently out of Use | 2013-09-04 | 2500 | Gasoline
9-100185 | CUTTER CHEVROLET | 1391 KAPIOLANI BLVD | Honolulu | HI | 96814 | MOTOR SUPPLY LTD | 726 SHERIDAN ST | Honolulu | HI | 96814 | R-1 | 1971-05-03 | Permanently Out of Use | 1995-09-02 | 500 | Used Oil
9-603446 | PARADISE AUCTION, LTD | 14 HOLOMUA ST | Hilo | HI | 96720 | PARADISE AUCTION | 14 HOLOMUA ST | Hilo | HI | 96720 | R-2 |  | Permanently Out of Use | 1998-12-20 | 1000 | Gasoline
9-603446 | PARADISE AUCTION, LTD | 14 HOLOMUA ST | Hilo | HI | 96720 | PARADISE AUCTION | 14 HOLOMUA ST | Hilo | HI | 96720 | R-1 |  | Permanently Out of Use | 1998-12-20 | 1000 | Gasoline
9-503478 | AKINA BUS SERVICE | 140 ALAHELE ST | Kihei | HI | 96753 | AKINA BUS SERVICE | P.O. BOX 933 140 ALAHELE ST | Kihei | HI | 96753 | R-1 | 1980-01-01 | Permanently Out of Use | 1999-10-12 | 1000 | Gasoline
9-103655 | AIRPORT TRAINING CENTER (PMID009193) | 140 IAKO PLACE | Honolulu | HI | 96819 | STATE U.H. - HONOLULU COMMUNITY COLLEGE | 874 DILLINGHAM BLVD | Honolulu | HI | 96819 | 1 | 1994-11-01 | Currently In Use |  | 600 | Other
9-103655 | AIRPORT TRAINING CENTER (PMID009193) | 140 IAKO PLACE | Honolulu | HI | 96819 | STATE U.H. - HONOLULU COMMUNITY COLLEGE | 874 DILLINGHAM BLVD | Honolulu | HI | 96819 | 3 | 1994-11-01 | Currently In Use |  | 600 | Other
9-103655 | AIRPORT TRAINING CENTER (PMID009193) | 140 IAKO PLACE | Honolulu | HI | 96819 | STATE U.H. - HONOLULU COMMUNITY COLLEGE | 874 DILLINGHAM BLVD | Honolulu | HI | 96819 | 4 | 1994-11-01 | Currently In Use |  | 600 | Other
9-103655 | AIRPORT TRAINING CENTER (PMID009193) | 140 IAKO PLACE | Honolulu | HI | 96819 | STATE U.H. - HONOLULU COMMUNITY COLLEGE | 874 DILLINGHAM BLVD | Honolulu | HI | 96819 | 2 | 1994-11-01 | Currently In Use |  | 600 | Other
9-101229 | HIRAM'S CHEVRON SERVICE | 140 S. SCHOOL ST | Honolulu | HI | 96813 | CHEVRON PRODUCTS COMPANY | Attn Permit Desk PO Box 6004 | Honolulu | HI | 96813 | 87 | 1982-06-01 | Currently in Use |  | 10000 | Gasoline
9-101229 | HIRAM'S CHEVRON SERVICE | 140 S. SCHOOL ST | Honolulu | HI | 96813 | CHEVRON PRODUCTS COMPANY | Attn Permit Desk PO Box 6004 | Honolulu | HI | 96813 | 4 | 1982-06-01 | Currently in Use |  | 1000 | Used Oil
9-101229 | HIRAM'S CHEVRON SERVICE | 140 S. SCHOOL ST | Honolulu | HI | 96813 | CHEVRON PRODUCTS COMPANY | Attn Permit Desk PO Box 6004 | Honolulu | HI | 96813 | 92 | 1982-06-01 | Currently in Use |  | 10000 | Gasoline
9-101229 | HIRAM'S CHEVRON SERVICE | 140 S. SCHOOL ST | Honolulu | HI | 96813 | CHEVRON PRODUCTS COMPANY | Attn Permit Desk PO Box 6004 | Honolulu | HI | 96813 | 87 | 1982-06-01 | Currently in Use |  | 10000 | Gasoline
9-101237 | KAPALAMA CHEVRON | 1402 N SCHOOL ST | Honolulu | HI | 96817 | CHEVRON PRODUCTS COMPANY | 91-480 Malakole St | Honolulu | HI | 96817 | diesel | 1983-07-19 | Currently In Use |  | 10000 | Diesel
9-101237 | KAPALAMA CHEVRON | 1402 N SCHOOL ST | Honolulu | HI | 96817 | CHEVRON PRODUCTS COMPANY | 91-480 Malakole St | Honolulu | HI | 96817 | 87 | 1980-07-18 | Currently In Use |  | 10000 | Gasoline
9-101237 | KAPALAMA CHEVRON | 1402 N SCHOOL ST | Honolulu | HI | 96817 | CHEVRON PRODUCTS COMPANY | 91-480 Malakole St | Honolulu | HI | 96817 | 92 | 1983-07-19 | Currently In Use |  | 10000 | Gasoline
9-101237 | KAPALAMA CHEVRON | 1402 N SCHOOL ST | Honolulu | HI | 96817 | CHEVRON PRODUCTS COMPANY | Attn Permit Desk PO Box 6004 | Honolulu | HI | 96817 | 87 | 1980-07-18 | Currently In Use |  | 10000 | Gasoline
9-101237 | KAPALAMA CHEVRON | 1402 N SCHOOL ST | Honolulu | HI | 96817 | CHEVRON PRODUCTS COMPANY | Attn Permit Desk PO Box 6004 | Honolulu | HI | 96817 | 92 | 1983-07-19 | Currently In Use |  | 10000 | Gasoline
9-101237 | KAPALAMA CHEVRON | 1402 N SCHOOL ST | Honolulu | HI | 96817 | CHEVRON PRODUCTS COMPANY | Attn Permit Desk PO Box 6004 | Honolulu | HI | 96817 | diesel | 1983-07-19 | Currently In Use |  | 10000 | Diesel
9-101237 | KAPALAMA CHEVRON | 1402 N SCHOOL ST | Honolulu | HI | 96817 | CHEVRON PRODUCTS COMPANY | Attn Permit Desk PO Box 6004 | Honolulu | HI | 96817 | R-4 | 1983-06-30 | Permanently Out of Use | 1989-09-18 | 1000 | Used Oil
9-101237 | KAPALAMA CHEVRON | 1402 N SCHOOL ST | Honolulu | HI | 96817 | CHEVRON PRODUCTS COMPANY | 91-480 Malakole St | Honolulu | HI | 96817 | R-4 | 1983-06-30 | Permanently Out of Use | 1989-09-18 | 1000 | Used Oil
9-101198 | AIM SCHOOL ST. | 1403 N SCHOOL ST | Honolulu | HI | 96817 | ALOHA PETROLEUM, LTD. | 1132 BISHOP STREET, SUITE 1700 | Honolulu | HI | 96817 | R-4 | 1958-04-04 | Permanently Out of Use | 1998-10-21 | 550 | Used Oil
9-101198 | AIM SCHOOL ST. | 1403 N SCHOOL ST | Honolulu | HI | 96817 | ALOHA PETROLEUM, LTD. | 1132 BISHOP STREET, SUITE 1700 | Honolulu | HI | 96817 | R-3 | 1974-04-04 | Permanently Out of Use | 1998-10-21 | 8000 | Gasoline
9-101198 | AIM SCHOOL ST. | 1403 N SCHOOL ST | Honolulu | HI | 96817 | ALOHA PETROLEUM, LTD. | 1132 BISHOP STREET, SUITE 1700 | Honolulu | HI | 96817 | R-2 | 1958-04-04 | Permanently Out of Use | 1998-10-21 | 6000 | Gasoline
9-101198 | AIM SCHOOL ST. | 1403 N SCHOOL ST | Honolulu | HI | 96817 | ALOHA PETROLEUM, LTD. | 1132 BISHOP STREET, SUITE 1700 | Honolulu | HI | 96817 | 292 | 1998-10-01 | Currently In Use |  | 10000 | Gasohol
9-101198 | AIM SCHOOL ST. | 1403 N SCHOOL ST | Honolulu | HI | 96817 | ALOHA PETROLEUM, LTD. | 1132 BISHOP STREET, SUITE 1700 | Honolulu | HI | 96817 | R-1 | 1958-04-04 | Permanently Out of Use | 1998-10-21 | 4000 | Gasoline
9-101198 | AIM SCHOOL ST. | 1403 N SCHOOL ST | Honolulu | HI | 96817 | ALOHA PETROLEUM, LTD. | 1132 BISHOP STREET, SUITE 1700 | Honolulu | HI | 96817 | 87 | 1998-10-01 | Currently In Use |  | 10000 | Gasohol
9-100035 | Mid Pac Petroleum 250344 (prev: Don's makiki) | 1406 S BERETANIA ST | Honolulu | HI | 96814 | Mid Pac Petroleum LLC | 1100 Alakea Street, 8th floor | Honolulu | HI | 96814 | R-2 | 1987-12-29 | Permanently Out of Use | 1996-10-01 | 12000 | Gasoline
9-100035 | Mid Pac Petroleum 250344 (prev: Don's makiki) | 1406 S BERETANIA ST | Honolulu | HI | 96814 | Mid Pac Petroleum LLC | 1100 Alakea Street, 8th floor | Honolulu | HI | 96814 | 87 | 1996-12-01 | Currently In Use |  | 15000 | Gasoline
9-100035 | Mid Pac Petroleum 250344 (prev: Don's makiki) | 1406 S BERETANIA ST | Honolulu | HI | 96814 | Mid Pac Petroleum LLC | 1100 Alakea Street, 8th floor | Honolulu | HI | 96814 | R-3 | 1987-12-31 | Permanently Out of Use | 1996-10-01 | 10000 | Diesel
9-100035 | Mid Pac Petroleum 250344 (prev: Don's makiki) | 1406 S BERETANIA ST | Honolulu | HI | 96814 | Mid Pac Petroleum LLC | 1100 Alakea Street, 8th floor | Honolulu | HI | 96814 | R-4 | 1987-12-31 | Permanently Out of Use | 1996-10-01 | 550 | Used Oil
9-100035 | Mid Pac Petroleum 250344 (prev: Don's makiki) | 1406 S BERETANIA ST | Honolulu | HI | 96814 | Mid Pac Petroleum LLC | 1100 Alakea Street, 8th floor | Honolulu | HI | 96814 | R-1-1 | 1964-03-26 | Permanently Out of Use | 1987-12-30 | 6000 | Gasoline
9-100035 | Mid Pac Petroleum 250344 (prev: Don's makiki) | 1406 S BERETANIA ST | Honolulu | HI | 96814 | Mid Pac Petroleum LLC | 1100 Alakea Street, 8th floor | Honolulu | HI | 96814 | R-1 | 1987-12-31 | Permanently Out of Use | 1996-10-01 | 12000 | Gasoline
9-100035 | Mid Pac Petroleum 250344 (prev: Don's makiki) | 1406 S BERETANIA ST | Honolulu | HI | 96814 | Mid Pac Petroleum LLC | 1100 Alakea Street, 8th floor | Honolulu | HI | 96814 | R-1-2 | 1965-03-26 | Permanently Out of Use | 1987-12-30 | 4000 | Gasoline
9-100035 | Mid Pac Petroleum 250344 (prev: Don's makiki) | 1406 S BERETANIA ST | Honolulu | HI | 96814 | Mid Pac Petroleum LLC | 1100 Alakea Street, 8th floor | Honolulu | HI | 96814 | R-0344-2 | 1964-05-26 | Permanently Out of Use | 1987-12-30 | 6000 | Gasoline
9-100035 | Mid Pac Petroleum 250344 (prev: Don's makiki) | 1406 S BERETANIA ST | Honolulu | HI | 96814 | Mid Pac Petroleum LLC | 1100 Alakea Street, 8th floor | Honolulu | HI | 96814 | R-0344-4 | 1964-05-26 | Permanently Out of Use | 1996-10-01 | 550 | Used Oil
9-100035 | Mid Pac Petroleum 250344 (prev: Don's makiki) | 1406 S BERETANIA ST | Honolulu | HI | 96814 | Mid Pac Petroleum LLC | 1100 Alakea Street, 8th floor | Honolulu | HI | 96814 | 92 | 1996-12-01 | Currently In Use |  | 7500 | Gasoline
9-100035 | Mid Pac Petroleum 250344 (prev: Don's makiki) | 1406 S BERETANIA ST | Honolulu | HI | 96814 | Mid Pac Petroleum LLC | 1100 Alakea Street, 8th floor | Honolulu | HI | 96814 | 3 | 1996-12-01 | Currently In Use |  | 7500 | Diesel
9-100035 | Mid Pac Petroleum 250344 (prev: Don's makiki) | 1406 S BERETANIA ST | Honolulu | HI | 96814 | Mid Pac Petroleum LLC | 1100 Alakea Street, 8th floor | Honolulu | HI | 96814 | R-0344-3 | 1964-05-26 | Permanently Out of Use | 1987-12-30 | 3000 | Diesel
9-200120 | WAHIAWA CORPORATION YARD | 141 CALIFORNIA AVE | Schofield Barracks | HI | 96786 | C&C OF HNL - BOARD OF WATER SUPPLY | 630 S BERETANIA ST | Schofield Barracks | HI | 96786 | R-002 | 1977-12-30 | Permanently Out of Use | 1993-06-30 | 1800 | Diesel
9-200120 | WAHIAWA CORPORATION YARD | 141 CALIFORNIA AVE | Schofield Barracks | HI | 96786 | C&C OF HNL - BOARD OF WATER SUPPLY | 630 S BERETANIA ST | Schofield Barracks | HI | 96786 | R-001 | 1977-12-30 | Permanently Out of Use | 1993-06-30 | 1800 | Gasoline
9-100801 | MATSON TERMINALS & MAINTENANCE F | 1411 SAND ISLAND ACCESS RD | Honolulu | HI | 96819 | Matson Terminals | P.O. Box 2630 | Honolulu | HI | 96819 | R-4 | 1981-03-18 | Permanently Out of Use | 1996-01-05 | 10000 | Diesel
9-100801 | MATSON TERMINALS & MAINTENANCE F | 1411 SAND ISLAND ACCESS RD | Honolulu | HI | 96819 | Matson Terminals | P.O. Box 2630 | Honolulu | HI | 96819 | 87 | 1996-07-01 | Currently In Use |  | 5000 | Gasoline
9-100801 | MATSON TERMINALS & MAINTENANCE F | 1411 SAND ISLAND ACCESS RD | Honolulu | HI | 96819 | Matson Terminals | P.O. Box 2630 | Honolulu | HI | 96819 | D | 1996-07-01 | Currently In Use |  | 10000 | Diesel
9-100801 | MATSON TERMINALS & MAINTENANCE F | 1411 SAND ISLAND ACCESS RD | Honolulu | HI | 96819 | Matson Terminals | P.O. Box 2630 | Honolulu | HI | 96819 | R-2 | 1981-03-18 | Permanently Out of Use | 1996-01-05 | 2500 | Gasoline
9-100801 | MATSON TERMINALS & MAINTENANCE F | 1411 SAND ISLAND ACCESS RD | Honolulu | HI | 96819 | Matson Terminals | P.O. Box 2630 | Honolulu | HI | 96819 | R-1 | 1981-03-18 | Permanently Out of Use | 1995-12-15 | 1000 | Used Oil
9-100801 | MATSON TERMINALS & MAINTENANCE F | 1411 SAND ISLAND ACCESS RD | Honolulu | HI | 96819 | Matson Terminals | P.O. Box 2630 | Honolulu | HI | 96819 | R-3 | 1981-03-18 | Permanently Out of Use | 1996-01-05 | 5000 | Gasoline
9-101372 | KANO TRUCKING SERVICE | 1412 IAO LN | Honolulu | HI | 96817 | KANO TRUCKING SVC. LTD. | 2887 KOAPAKA ST | Honolulu | HI | 96817 | R-1 |  | Permanently Out of Use | 1997-07-11 | 4000 | Diesel
9-101372 | KANO TRUCKING SERVICE | 1412 IAO LN | Honolulu | HI | 96817 | KANO TRUCKING SVC. LTD. | 2887 KOAPAKA ST | Honolulu | HI | 96817 | R-3 |  | Permanently Out of Use | 1997-07-11 | 550 | Gasoline
9-101372 | KANO TRUCKING SERVICE | 1412 IAO LN | Honolulu | HI | 96817 | KANO TRUCKING SVC. LTD. | 2887 KOAPAKA ST | Honolulu | HI | 96817 | R-2 |  | Permanently Out of Use | 1997-07-11 | 550 | Gasoline
9-102480 | STAR SERVICE | 1414 RYCROFT ST | Honolulu | HI | 96814 | HMSA | 818 KEEAUMOKU ST | Honolulu | HI | 96814 | R-1 | 1960-12-30 | Permanently Out of Use |  | 550 | Gasoline
9-201485 | R.H.S. LEE, INC. | 1414 WAIHONA PL | Pearl City | HI | 96782 | R.H.S. LEE, INC. | 1414 WAIHONA PLACE | Pearl City | HI | 96782 | R-1 | 1983-04-20 | Permanently Out of Use | 1999-07-21 | 4000 | Gasoline
9-201485 | R.H.S. LEE, INC. | 1414 WAIHONA PL | Pearl City | HI | 96782 | R.H.S. LEE, INC. | 1414 WAIHONA PLACE | Pearl City | HI | 96782 | R-3 | 1983-04-20 | Permanently Out of Use | 1999-07-21 | 10000 | Diesel
9-201485 | R.H.S. LEE, INC. | 1414 WAIHONA PL | Pearl City | HI | 96782 | R.H.S. LEE, INC. | 1414 WAIHONA PLACE | Pearl City | HI | 96782 | R-2 | 1983-04-20 | Permanently Out of Use | 1999-07-21 | 4000 | Gasoline
9-501619 | NATIONAL CAR RENTAL SYSTEM INC (PMID OGG002121) | 142 MOKUEA PL | Kahului | HI | 96732 | Vanguard Car Rental USA Inc. | c/o Paul, Hastings, .. 875 15th Street NW | Kahului | HI | 96732 | r-87 | 1968-01-01 | Permanently out of Use | 2008-07-07 | 6000 | Gasoline
9-501619 | NATIONAL CAR RENTAL SYSTEM INC (PMID OGG002121) | 142 MOKUEA PL | Kahului | HI | 96732 | Vanguard Car Rental USA Inc. | c/o Paul, Hastings, .. 875 15th Street NW | Kahului | HI | 96732 | R-1 | 1975-05-16 | Permanently Out of Use | 1988-01-01 | 8000 | Gasoline
9-501619 | NATIONAL CAR RENTAL SYSTEM INC (PMID OGG002121) | 142 MOKUEA PL | Kahului | HI | 96732 | Vanguard Car Rental USA Inc. | c/o Paul, Hastings, .. 875 15th Street NW | Kahului | HI | 96732 | R-08201-1 | 1968-01-01 | Permanently Out of Use | 1998-01-01 | 6000 | Gasoline
9-100919 | FERREIRA'S AUTOMOTIVE, INC. | 1425 MIDDLE ST | Honolulu | HI | 96819 | CLIFFORD'S FERREIRA | 1425 MIDDLE ST | Honolulu | HI | 96819 | R-002 | 1971-05-13 | Permanently Out of Use | 1996-01-30 | 5500 | Gasoline
9-100919 | FERREIRA'S AUTOMOTIVE, INC. | 1425 MIDDLE ST | Honolulu | HI | 96819 | CLIFFORD'S FERREIRA | 1425 MIDDLE ST | Honolulu | HI | 96819 | R-001 | 1971-05-13 | Permanently Out of Use | 1996-01-30 | 7500 | Gasoline
9-101926 | DEPT OF AGRICULTURE | 1428 S KING ST | Honolulu | HI | 96814 | STATE - DEPARTMENT OF ARGRICULTURE | 1428 S KING ST | Honolulu | HI | 96814 | R-1 | 1980-01-22 | Permanently Out of Use | 1998-12-16 | 2000 | Gasoline
9-103458 | ARCADIA RETIREMENT | 1434 PUNAHOU ST | Honolulu | HI | 96822 | ARCADIA RETIREMENT | 1434 PUNAHOU ST | Honolulu | HI | 96822 | R-M-1 | 1981-01-01 | Permanently Out of Use | 1998-07-07 | 300 | Diesel
9-103458 | ARCADIA RETIREMENT | 1434 PUNAHOU ST | Honolulu | HI | 96822 | Acradia Retirement Residence | 1434 Punahou Stq | Honolulu | HI | 96822 | R-M-1 | 1981-01-01 | Permanently Out of Use | 1998-07-07 | 300 | Diesel
9-100833 | MAKIKI SHELL | 1436 S BERETANIA ST | Honolulu | HI | 96814 | EQUILON ENTERPRISES, LLC DBA SHELL OIL PRODUCTS US | 2555 13TH AVE, SW | Honolulu | HI | 96814 | r-92 | 1998-09-01 | Permanently Out of Use | 2005-10-31 | 12000 | Gasoline
9-100833 | MAKIKI SHELL | 1436 S BERETANIA ST | Honolulu | HI | 96814 | EQUILON ENTERPRISES, LLC DBA SHELL OIL PRODUCTS US | 2555 13TH AVE, SW | Honolulu | HI | 96814 | R-1 | 1960-04-18 | Permanently Out of Use | 1998-07-06 | 5000 | Gasoline
9-100833 | MAKIKI SHELL | 1436 S BERETANIA ST | Honolulu | HI | 96814 | EQUILON ENTERPRISES, LLC DBA SHELL OIL PRODUCTS US | 2555 13TH AVE, SW | Honolulu | HI | 96814 | r-82 | 1998-09-01 | Permanently Out of Use | 2005-10-31 | 12000 | Gasoline
9-100833 | MAKIKI SHELL | 1436 S BERETANIA ST | Honolulu | HI | 96814 | EQUILON ENTERPRISES, LLC DBA SHELL OIL PRODUCTS US | 2555 13TH AVE, SW | Honolulu | HI | 96814 | R-3 | 1960-04-18 | Permanently Out of Use | 1998-07-06 | 3000 | Gasoline
9-100833 | MAKIKI SHELL | 1436 S BERETANIA ST | Honolulu | HI | 96814 | EQUILON ENTERPRISES, LLC DBA SHELL OIL PRODUCTS US | 2555 13TH AVE, SW | Honolulu | HI | 96814 | R-6 | 1994-03-01 | Permanently Out of Use | 2004-04-12 | 550 | Used Oil
9-100833 | MAKIKI SHELL | 1436 S BERETANIA ST | Honolulu | HI | 96814 | EQUILON ENTERPRISES, LLC DBA SHELL OIL PRODUCTS US | 2555 13TH AVE, SW | Honolulu | HI | 96814 | R-5 | 1971-04-19 | Permanently Out of Use | 1998-07-06 | 6000 | Gasoline
9-100833 | MAKIKI SHELL | 1436 S BERETANIA ST | Honolulu | HI | 96814 | EQUILON ENTERPRISES, LLC DBA SHELL OIL PRODUCTS US | 2555 13TH AVE, SW | Honolulu | HI | 96814 | R-2 | 1960-04-18 | Permanently Out of Use | 1998-07-06 | 4000 | Gasoline
9-100833 | MAKIKI SHELL | 1436 S BERETANIA ST | Honolulu | HI | 96814 | EQUILON ENTERPRISES, LLC DBA SHELL OIL PRODUCTS US | 2555 13TH AVE, SW | Honolulu | HI | 96814 | R-4 | 1967-04-19 | Permanently Out of Use | 1998-07-06 | 4000 | Gasoline
9-100833 | MAKIKI SHELL | 1436 S BERETANIA ST | Honolulu | HI | 96814 | EQUILON ENTERPRISES, LLC DBA SHELL OIL PRODUCTS US | 2555 13TH AVE, SW | Honolulu | HI | 96814 | R-6 | 1960-04-18 | Permanently Out of Use | 1994-01-24 | 550 | Used Oil
9-103539 | CLASSIC RUSTPROOFING | 1437 N KING ST | Honolulu | HI | 96817 | MR. LUN | C/O MR. MARK CHIU PACIFIC DRAGON 1011A 11TH AVE | Honolulu | HI | 96817 | R-1 |  | Permanently Out of Use | 1999-11-17 | 1000 | Not Listed
9-103539 | CLASSIC RUSTPROOFING | 1437 N KING ST | Honolulu | HI | 96817 | MR. LUN | C/O MR. MARK CHIU PACIFIC DRAGON 1011A 11TH AVE | Honolulu | HI | 96817 | R-2 |  | Permanently Out of Use | 1999-11-17 |  | Not Listed
9-102409 | HAWAIIAN MISSION ACADEMY | 1438 PENSACOLA ST | Honolulu | HI | 96822 | HAWAIIAN MISSION ACADEMY | 1438 PENSACOLA St | Honolulu | HI | 96822 | R-001 | 1970-12-31 | Permanently Out of Use |  | 1000 | Gasoline
9-102409 | HAWAIIAN MISSION ACADEMY | 1438 PENSACOLA ST | Honolulu | HI | 96822 | HAWAIIAN MISSION ACADEMY | 1438 PENSACOLA St | Honolulu | HI | 96822 | R-002 | 1970-12-31 | Permanently Out of Use |  | 500 | Gasoline
9-102479 | HMSA | 1438 RYCROFT ST | Honolulu | HI | 96814 | HMSA | 818 KEEAUMOKU ST | Honolulu | HI | 96814 | R-2 |  | Permanently Out of Use | 1993-05-01 | 550 | Gasoline
9-102479 | HMSA | 1438 RYCROFT ST | Honolulu | HI | 96814 | HMSA | 818 KEEAUMOKU ST | Honolulu | HI | 96814 | R-1 | 1953-12-30 | Permanently Out of Use |  | 500 | Gasoline
9-601632 | HITCO MOVING & STORAGE | 144 MAKAALA ST | Hilo | HI | 96720 | HITCO MOVING & STORAGE | 144 MAKAALA St | Hilo | HI | 96720 | R-2 | 1983-05-07 | Permanently Out of Use | 1994-09-06 | 1000 | Gasoline
9-601632 | HITCO MOVING & STORAGE | 144 MAKAALA ST | Hilo | HI | 96720 | HITCO MOVING & STORAGE | 144 MAKAALA St | Hilo | HI | 96720 | R-1 | 1981-05-07 | Permanently Out of Use | 1994-09-06 | 1000 | Diesel
9-103435 | BENIYA SHOKUDO CATERING | 1448 KALANI ST | Honolulu | HI | 96817 | BENIYA SHOKUDO | 1448 KALANI ST | Honolulu | HI | 96817 | R-1 |  | Permanently Out of Use | 1998-10-05 | 300 | Diesel
9-200830 | COMMAND CONSTRUCTION CO. | 145 HEKILI ST | Kailua | HI | 96734 | COMMAND CONSTRUCTION CO. | 145 HEKILI ST | Kailua | HI | 96734 | R-001 | 1971-03-25 | Permanently Out of Use | 1991-03-18 | 1000 | Gasoline
9-600703 | MILLER GAS | 145 KEAWE ST | Hilo | HI | 96720 | M.S. PETROLEUM CORP. | 595 KALANIANAOLE AVE. P.O. BOX 611 | Hilo | HI | 96720 | R-1 | 1961-05-07 | Permanently Out of Use | 1989-01-01 | 3000 | Gasoline
9-600703 | MILLER GAS | 145 KEAWE ST | Hilo | HI | 96720 | M.S. PETROLEUM CORP. | 595 KALANIANAOLE AVE. P.O. BOX 611 | Hilo | HI | 96720 | R-2 | 1961-05-07 | Permanently Out of Use | 1989-01-01 | 4000 | Gasoline
9-600677 | MILLER GAS | 145 PONAHAWAI ST | Hilo | HI | 96720 | M.S. PETROLEUM CORP. | 595 KALANIANAOLE AVE. P.O. BOX 611 | Hilo | HI | 96720 | R-2 | 1964-05-07 | Permanently Out of Use | 1989-01-01 | 3000 | Gasoline
9-600677 | MILLER GAS | 145 PONAHAWAI ST | Hilo | HI | 96720 | M.S. PETROLEUM CORP. | 595 KALANIANAOLE AVE. P.O. BOX 611 | Hilo | HI | 96720 | R-3 | 1964-05-07 | Permanently Out of Use | 1989-01-01 | 4000 | Gasoline
9-600677 | MILLER GAS | 145 PONAHAWAI ST | Hilo | HI | 96720 | M.S. PETROLEUM CORP. | 595 KALANIANAOLE AVE. P.O. BOX 611 | Hilo | HI | 96720 | R-4 | 1940-01-01 | Permanently Out of Use | 1989-01-01 | 500 | Gasoline
9-600677 | MILLER GAS | 145 PONAHAWAI ST | Hilo | HI | 96720 | M.S. PETROLEUM CORP. | 595 KALANIANAOLE AVE. P.O. BOX 611 | Hilo | HI | 96720 | R-1 | 1964-05-07 | Permanently Out of Use | 1989-12-01 | 5000 | Gasoline
9-101837 | SEARS ROEBUCK & COMPANY 1158 | 1450 ALA MOANA BLVD #1000 | Honolulu | HI | 96814 | D/E HAWAII c/o EQUITABLE LIFE | SOCIETY OF THE U.S. / 787 SEVENTH AVENUE | Honolulu | HI | 96814 | R-3 | 1959-05-07 | Permanently Out of Use | 1994-02-01 | 4000 | Other
9-101837 | SEARS ROEBUCK & COMPANY 1158 | 1450 ALA MOANA BLVD #1000 | Honolulu | HI | 96814 | D/E HAWAII c/o EQUITABLE LIFE | SOCIETY OF THE U.S. / 787 SEVENTH AVENUE | Honolulu | HI | 96814 | R-5 | 1959-05-07 | Permanently Out of Use | 1994-02-01 | 4000 | Other
9-101837 | SEARS ROEBUCK & COMPANY 1158 | 1450 ALA MOANA BLVD #1000 | Honolulu | HI | 96814 | D/E HAWAII c/o EQUITABLE LIFE | SOCIETY OF THE U.S. / 787 SEVENTH AVENUE | Honolulu | HI | 96814 | R-1 | 1959-05-07 | Permanently Out of Use | 1994-02-01 | 2000 | Used Oil
9-101837 | SEARS ROEBUCK & COMPANY 1158 | 1450 ALA MOANA BLVD #1000 | Honolulu | HI | 96814 | D/E HAWAII c/o EQUITABLE LIFE | SOCIETY OF THE U.S. / 787 SEVENTH AVENUE | Honolulu | HI | 96814 | R-2 | 1959-05-07 | Permanently Out of Use | 1994-02-01 | 2000 | Other
9-101837 | SEARS ROEBUCK & COMPANY 1158 | 1450 ALA MOANA BLVD #1000 | Honolulu | HI | 96814 | D/E HAWAII c/o EQUITABLE LIFE | SOCIETY OF THE U.S. / 787 SEVENTH AVENUE | Honolulu | HI | 96814 | R-6 | 1959-05-07 | Permanently Out of Use | 1994-02-01 | 4000 | Other
9-101837 | SEARS ROEBUCK & COMPANY 1158 | 1450 ALA MOANA BLVD #1000 | Honolulu | HI | 96814 | D/E HAWAII c/o EQUITABLE LIFE | SOCIETY OF THE U.S. / 787 SEVENTH AVENUE | Honolulu | HI | 96814 | R-7 | 1959-05-07 | Permanently Out of Use | 1994-02-01 | 3000 | Other
9-101837 | SEARS ROEBUCK & COMPANY 1158 | 1450 ALA MOANA BLVD #1000 | Honolulu | HI | 96814 | D/E HAWAII c/o EQUITABLE LIFE | SOCIETY OF THE U.S. / 787 SEVENTH AVENUE | Honolulu | HI | 96814 | R-4 | 1959-05-07 | Permanently Out of Use | 1994-02-01 | 4000 | Other
9-100192 | PFLUEGER ACURA | 1450 S BERETANIA ST | Honolulu | HI | 96814 | PFLUEGER HAWAII INC. | DBA: PFLUEGER ACURA / 1450 S BERETANIA ST | Honolulu | HI | 96814 | R-1 | 1969-12-26 | Permanently Out of Use | 1991-10-02 | 6000 | Gasoline
9-100192 | PFLUEGER ACURA | 1450 S BERETANIA ST | Honolulu | HI | 96814 | PFLUEGER HAWAII INC. | DBA: PFLUEGER ACURA / 1450 S BERETANIA ST | Honolulu | HI | 96814 | R-2 | 1969-12-26 | Permanently Out of Use | 1991-10-02 | 1000 | Other
9-100192 | PFLUEGER ACURA | 1450 S BERETANIA ST | Honolulu | HI | 96814 | PFLUEGER HAWAII INC. | DBA: PFLUEGER ACURA / 1450 S BERETANIA ST | Honolulu | HI | 96814 | R-3 | 1969-12-26 | Permanently Out of Use | 1991-10-02 | 1000 | Used Oil
9-101190 | AIM 10th AVE. | 1451 10TH AVE | Honolulu | HI | 96816 | ALOHA PETROLEUM, LTD. | 1132 BISHOP STREET, SUITE 1700 | Honolulu | HI | 96816 | R-3 | 1975-04-04 | Permanently Out of Use | 1994-05-03 | 8000 | Gasoline
9-101190 | AIM 10th AVE. | 1451 10TH AVE | Honolulu | HI | 96816 | ALOHA PETROLEUM, LTD. | 1132 BISHOP STREET, SUITE 1700 | Honolulu | HI | 96816 | 3 | 1994-01-01 | Currently In Use |  | 8000 | Diesel
9-101190 | AIM 10th AVE. | 1451 10TH AVE | Honolulu | HI | 96816 | ALOHA PETROLEUM, LTD. | 1132 BISHOP STREET, SUITE 1700 | Honolulu | HI | 96816 | 92 | 1994-01-01 | Currently In Use |  | 8000 | Gasohol
9-101190 | AIM 10th AVE. | 1451 10TH AVE | Honolulu | HI | 96816 | ALOHA PETROLEUM, LTD. | 1132 BISHOP STREET, SUITE 1700 | Honolulu | HI | 96816 | R-1 | 1963-04-04 | Permanently Out of Use | 1991-05-24 | 5000 | Gasoline
9-101190 | AIM 10th AVE. | 1451 10TH AVE | Honolulu | HI | 96816 | ALOHA PETROLEUM, LTD. | 1132 BISHOP STREET, SUITE 1700 | Honolulu | HI | 96816 | 87 | 1994-01-01 | Currently In Use |  | 8000 | Gasohol
9-101190 | AIM 10th AVE. | 1451 10TH AVE | Honolulu | HI | 96816 | ALOHA PETROLEUM, LTD. | 1132 BISHOP STREET, SUITE 1700 | Honolulu | HI | 96816 | R-4 | 1963-04-04 | Permanently Out of Use | 1993-02-26 | 500 | Used Oil
9-101190 | AIM 10th AVE. | 1451 10TH AVE | Honolulu | HI | 96816 | ALOHA PETROLEUM, LTD. | 1132 BISHOP STREET, SUITE 1700 | Honolulu | HI | 96816 | R-2 | 1963-04-04 | Permanently Out of Use | 1994-05-03 | 5000 | Gasoline
9-100114 | HONOLULU STATION - PAWAA ANNEX | 1455 S BERETANIA ST | Honolulu | HI | 96814 | C&C OF HNL - DEPT OF COMMUNITY SERVICES | 715 S. KING ST, SUITE 311 | Honolulu | HI | 96814 | R-2 | 1981-06-01 | Permanently Out of Use | 1998-04-22 | 5000 | Gasoline
9-100114 | HONOLULU STATION - PAWAA ANNEX | 1455 S BERETANIA ST | Honolulu | HI | 96814 | C&C OF HNL - DEPT OF COMMUNITY SERVICES | 715 S. KING ST, SUITE 311 | Honolulu | HI | 96814 | R-4 | 1965-07-15 | Permanently Out of Use | 1998-04-22 | 1000 | Used Oil
9-100114 | HONOLULU STATION - PAWAA ANNEX | 1455 S BERETANIA ST | Honolulu | HI | 96814 | C&C OF HNL - DEPT OF COMMUNITY SERVICES | 715 S. KING ST, SUITE 311 | Honolulu | HI | 96814 | R-1 | 1965-06-01 | Permanently Out of Use | 1998-04-22 | 5000 | Gasoline
9-100114 | HONOLULU STATION - PAWAA ANNEX | 1455 S BERETANIA ST | Honolulu | HI | 96814 | C&C OF HNL - DEPT OF COMMUNITY SERVICES | 715 S. KING ST, SUITE 311 | Honolulu | HI | 96814 | R-3 | 1965-07-15 | Permanently Out of Use | 1998-04-22 | 5000 | Gasoline
9-703135 | KOOL KUTZ III | 1467 KUHIO HWY #A | Kapaa | HI | 96746 | KOOL KUTZ III | 1467 KUHIO HWY #A | Kapaa | HI | 96746 | R-1 |  | Permanently Out of Use |  | 560 | Gasoline
9-703135 | KOOL KUTZ III | 1467 KUHIO HWY #A | Kapaa | HI | 96746 | KOOL KUTZ III | 1467 KUHIO HWY #A | Kapaa | HI | 96746 | R-2 |  | Permanently Out of Use |  | 1000 | Gasoline
9-500558 | LAHAINA CENTRAL OFFICE | 147 DICKENSON ST | Lahaina | HI | 96761 | Hawaiian Telcom | P.O. Box 2200 | Lahaina | HI | 96761 | M-1 | 1992-06-10 | Currently In Use |  | 550 | Diesel
9-500558 | LAHAINA CENTRAL OFFICE | 147 DICKENSON ST | Lahaina | HI | 96761 | Hawaiian Telcom | P.O. Box 2200 | Lahaina | HI | 96761 | R-1 | 1968-06-01 | Permanently Out of Use | 1991-12-11 | 285 | Diesel
9-500422 | J'S SHELL STATION | 147 S PUUNENE AVE | Kahului | HI | 96732 | EQUILON ENTERPRISES, LLC DBA SHELL OIL PRODUCTS US | 2555 13TH AVE, SW | Kahului | HI | 96732 | R-3 | 1963-02-07 | Permanently Out of Use | 1991-10-29 | 4000 | Gasoline
9-500422 | J'S SHELL STATION | 147 S PUUNENE AVE | Kahului | HI | 96732 | EQUILON ENTERPRISES, LLC DBA SHELL OIL PRODUCTS US | 2555 13TH AVE, SW | Kahului | HI | 96732 | R-92 | 1991-12-30 | Permanently Out of Use | 2006-04-01 | 10000 | Gasoline
9-500422 | J'S SHELL STATION | 147 S PUUNENE AVE | Kahului | HI | 96732 | EQUILON ENTERPRISES, LLC DBA SHELL OIL PRODUCTS US | 2555 13TH AVE, SW | Kahului | HI | 96732 | R-1 | 1991-12-30 | Permanently Out of Use | 2006-04-01 | 550 | Used Oil
9-500422 | J'S SHELL STATION | 147 S PUUNENE AVE | Kahului | HI | 96732 | EQUILON ENTERPRISES, LLC DBA SHELL OIL PRODUCTS US | 2555 13TH AVE, SW | Kahului | HI | 96732 | R-87 | 1991-12-30 | Permanently Out of Use | 2006-04-01 | 10000 | Gasoline
9-500422 | J'S SHELL STATION | 147 S PUUNENE AVE | Kahului | HI | 96732 | EQUILON ENTERPRISES, LLC DBA SHELL OIL PRODUCTS US | 2555 13TH AVE, SW | Kahului | HI | 96732 | R-2 | 1963-02-07 | Permanently Out of Use | 1991-10-29 | 4000 | Gasoline
9-500422 | J'S SHELL STATION | 147 S PUUNENE AVE | Kahului | HI | 96732 | EQUILON ENTERPRISES, LLC DBA SHELL OIL PRODUCTS US | 2555 13TH AVE, SW | Kahului | HI | 96732 | R-89 | 1991-12-30 | Permanently Out of Use | 2006-04-01 | 10000 | Gasoline
9-500422 | J'S SHELL STATION | 147 S PUUNENE AVE | Kahului | HI | 96732 | EQUILON ENTERPRISES, LLC DBA SHELL OIL PRODUCTS US | 2555 13TH AVE, SW | Kahului | HI | 96732 | R-4 | 1975-02-07 | Permanently Out of Use | 1991-10-29 | 4000 | Gasoline
9-500422 | J'S SHELL STATION | 147 S PUUNENE AVE | Kahului | HI | 96732 | EQUILON ENTERPRISES, LLC DBA SHELL OIL PRODUCTS US | 2555 13TH AVE, SW | Kahului | HI | 96732 | R-1 | 1964-02-07 | Permanently Out of Use | 1991-10-29 | 550 | Used Oil
9-101378 | HALL-MARK CLEANERS | 1470 LILIHA ST | Honolulu | HI | 96817 | HALL-MARK CLEANERS | 1470 LILIHA St | Honolulu | HI | 96817 | R-002 | 1961-08-17 | Permanently Out of Use | 1990-07-11 | 300 | Other
9-101378 | HALL-MARK CLEANERS | 1470 LILIHA ST | Honolulu | HI | 96817 | HALL-MARK CLEANERS | 1470 LILIHA St | Honolulu | HI | 96817 | R-001 | 1961-08-17 | Permanently Out of Use | 1989-10-25 | 550 | Diesel
9-100173 | AVIS RENT- A-CAR SYSTEM INC | 148 KAIULANI AVE | Honolulu | HI | 96815 | AVIS RENT A CAR | 6 SYLVAN WAY DEPT 29-093-36 | Honolulu | HI | 96815 | R-1 | 1972-04-14 | Permanently Out of Use |  | 1500 | Gasoline
9-502477 | Mark Mill34 | 1487 / 1488 HONOAPIILANI HWY | Waikapu | HI | 96793 | JOHN M. KEAN | P.O. BOX 1449 | Waikapu | HI | 96793 | r-2 |  | Permanently out of Use | 2008-02-21 | 550 | Gasoline
9-502477 | Mark Mill34 | 1487 / 1488 HONOAPIILANI HWY | Waikapu | HI | 96793 | JOHN M. KEAN | P.O. BOX 1449 | Waikapu | HI | 96793 | R-1 | 1941-12-31 | Permanently Out of Use | 1992-02-18 | 500 | Not Listed
9-100889 | ROD'S AUTO SERVICE | 1489 PUNCHBOWL ST | Honolulu | HI | 96813 | WILLUM, LTD. | 94-748A HIKIMOE ST | Honolulu | HI | 96813 | R-2 | 1956-05-08 | Permanently Out of Use |  | 7500 | Gasoline
9-100889 | ROD'S AUTO SERVICE | 1489 PUNCHBOWL ST | Honolulu | HI | 96813 | WILLUM, LTD. | 94-748A HIKIMOE ST | Honolulu | HI | 96813 | R-3 | 1956-05-08 | Permanently Out of Use |  | 500 | Used Oil
9-100889 | ROD'S AUTO SERVICE | 1489 PUNCHBOWL ST | Honolulu | HI | 96813 | WILLUM, LTD. | 94-748A HIKIMOE ST | Honolulu | HI | 96813 | R-1 | 1956-05-08 | Permanently Out of Use |  | 5000 | Gasoline
9-503790 | FORMER PAIA GENREAL STORE | 149 HANA HIGHWAY | Paia | HI | 96779 | RAY NAKAGAWA | 149 HANA HWY | Paia | HI | 96779 | R-2 |  | Permanently Out of Use | 2005-03-15 | 560 | Diesel
9-503790 | FORMER PAIA GENREAL STORE | 149 HANA HIGHWAY | Paia | HI | 96779 | RAY NAKAGAWA | 149 HANA HWY | Paia | HI | 96779 | R-1 |  | Permanently Out of Use | 2005-03-15 | 1000 | Gasoline
9-503751 | HILLSIDE Chevron | 1495 LOWER MAIN ST | Wailuku | HI | 96793 | Mid Pac Petroleum LLC | 1100 Alakea St., 8th Floor | Wailuku | HI | 96793 | 87 | 1999-03-01 | Currently In Use |  | 20000 | Gasoline
9-503751 | HILLSIDE Chevron | 1495 LOWER MAIN ST | Wailuku | HI | 96793 | Mid Pac Petroleum LLC | 1100 Alakea St., 8th Floor | Wailuku | HI | 96793 | 92 | 1999-03-01 | Currently In Use |  | 12000 | Gasoline
9-503641 | Maalaea 76 | 15 KAPOLI ST. | Wailuku | HI | 96793 | Mid Pac Petroleum LLC | 677 Ala Moana Blvd Suite 625 | Wailuku | HI | 96793 | 2a | 2000-10-20 | Currently In Use |  | 10000 | Gasohol
9-503641 | Maalaea 76 | 15 KAPOLI ST. | Wailuku | HI | 96793 | Mid Pac Petroleum LLC | 677 Ala Moana Blvd Suite 625 | Wailuku | HI | 96793 | 2b | 2000-10-20 | Currently In Use |  | 6000 | Diesel
9-503641 | Maalaea 76 | 15 KAPOLI ST. | Wailuku | HI | 96793 | Mid Pac Petroleum LLC | 677 Ala Moana Blvd Suite 625 | Wailuku | HI | 96793 | 1 | 2000-10-20 | Currently In Use |  | 15000 | Gasohol
9-101434 | OAHU COUNTRY CLUB | 150 COUNTRY CLUB RD | Honolulu | HI | 96817 | OAHU COUNTRY CLUB | 150 COUNTRY CLUB ROAD | Honolulu | HI | 96817 | 1 | 1991-03-01 | Currently in Use |  | 550 | Diesel
9-101434 | OAHU COUNTRY CLUB | 150 COUNTRY CLUB RD | Honolulu | HI | 96817 | OAHU COUNTRY CLUB | 150 COUNTRY CLUB ROAD | Honolulu | HI | 96817 | 87 | 1991-03-01 | Currently in Use |  | 550 | Gasoline
9-101434 | OAHU COUNTRY CLUB | 150 COUNTRY CLUB RD | Honolulu | HI | 96817 | OAHU COUNTRY CLUB | 150 COUNTRY CLUB ROAD | Honolulu | HI | 96817 | R-1 | 1966-03-14 | Permanently Out of Use | 1991-02-25 | 550 | Gasoline
9-101434 | OAHU COUNTRY CLUB | 150 COUNTRY CLUB RD | Honolulu | HI | 96817 | OAHU COUNTRY CLUB | 150 COUNTRY CLUB ROAD | Honolulu | HI | 96817 | R-2 | 1976-03-14 | Permanently Out of Use | 1991-02-25 | 550 | Diesel
9-501686 | AMFAC DISTRIBUTION HI. INC | 150 HANA HWY | Kahului | HI | 96732 | OAHU DISTRIBUTION | c/o Tamara Edwards Amfac Land Company 700 Bishop St, #501 | Kahului | HI | 96732 | R-1 |  | Permanently Out of Use | 1990-05-08 |  | Gasoline
9-501686 | AMFAC DISTRIBUTION HI. INC | 150 HANA HWY | Kahului | HI | 96732 | OAHU DISTRIBUTION | c/o Tamara Edwards Amfac Land Company 700 Bishop St, #501 | Kahului | HI | 96732 | R-2 |  | Permanently Out of Use | 1990-05-02 |  | Diesel
9-200329 | AIM Wahiawa | 150 N. KAMEHAMEHA HWY. | Wahiawa | HI | 96786 | ALOHA PETROLEUM, LTD. | 1132 Bishop Street, Suite 1700 | Wahiawa | HI | 96786 | 1m | 1985-02-06 | Currently in Use |  | 10000 | Gasohol
9-200329 | AIM Wahiawa | 150 N. KAMEHAMEHA HWY. | Wahiawa | HI | 96786 | ALOHA PETROLEUM, LTD. | 1132 Bishop Street, Suite 1700 | Wahiawa | HI | 96786 | R-1 | 1985-02-06 | Permanently Out of Use | 1994-08-09 | 550 | Used Oil
9-200329 | AIM Wahiawa | 150 N. KAMEHAMEHA HWY. | Wahiawa | HI | 96786 | ALOHA PETROLEUM, LTD. | 1132 Bishop Street, Suite 1700 | Wahiawa | HI | 96786 | 2s | 1985-02-06 | Currently in Use |  | 10000 | Gasohol
9-200329 | AIM Wahiawa | 150 N. KAMEHAMEHA HWY. | Wahiawa | HI | 96786 | ALOHA PETROLEUM, LTD. | 1132 Bishop Street, Suite 1700 | Wahiawa | HI | 96786 | 3 | 1985-02-06 | Currently in Use |  | 10000 | Gasohol
9-200329 | AIM Wahiawa | 150 N. KAMEHAMEHA HWY. | Wahiawa | HI | 96786 | ALOHA PETROLEUM, LTD. | 1132 Bishop Street, Suite 1700 | Wahiawa | HI | 96786 | 4 | 1985-02-06 | Currently in Use |  | 10000 | Gasohol
9-601942 | WAIKOLOA SEWER PUMP STATION | 150 WAIKOLOA BEACH DR | Waikoloa | HI | 96738 | WEST HAWAII UTILITIES DBA WAIKOLOA RESORT UTILITIE | HCO2 BOX 5050 150 WAIKOLOA BEACH ROAD | Waikoloa | HI | 96738 | R-1 | 1980-01-15 | Permanently Out of Use | 1998-11-10 | 1000 | Diesel
9-601942 | WAIKOLOA SEWER PUMP STATION | 150 WAIKOLOA BEACH DR | Waikoloa | HI | 96738 | WEST HAWAII UTILITIES DBA WAIKOLOA RESORT UTILITIE | HCO2 BOX 5050 150 WAIKOLOA BEACH ROAD | Waikoloa | HI | 96738 | R-2 | 1988-01-15 | Permanently Out of Use | 1998-11-09 | 300 | Diesel
9-103665 | MOANA PARK WASTEWATER PUMP STATION | 1501 ALA MOANA BLVD | Honolulu | HI | 96814 | C&C HNL - DEPT OF ENVIRONMENTAL SERVICES | 1000 ULU'OHIA STREET, SUITE 308 | Honolulu | HI | 96814 | M-1 | 1994-12-01 | Currently In Use |  | 600 | Diesel
9-100041 | Mid Pac Petroleum 253943 (prev: LIONEL'S UNOCAL) | 1505 S. KING ST. | Honolulu | HI | 96826 | Mid Pac Petroleum LLC | 677 Ala Moana Blvd Suite 625 | Honolulu | HI | 96826 | R-3943-4 | 1956-08-12 | Permanently Out of Use | 1996-07-01 | 550 | Used Oil
9-100041 | Mid Pac Petroleum 253943 (prev: LIONEL'S UNOCAL) | 1505 S. KING ST. | Honolulu | HI | 96826 | Mid Pac Petroleum LLC | 677 Ala Moana Blvd Suite 625 | Honolulu | HI | 96826 | R-3943-1 | 1956-08-12 | Permanently Out of Use | 1996-07-01 | 5000 | Gasoline
9-100041 | Mid Pac Petroleum 253943 (prev: LIONEL'S UNOCAL) | 1505 S. KING ST. | Honolulu | HI | 96826 | Mid Pac Petroleum LLC | 677 Ala Moana Blvd Suite 625 | Honolulu | HI | 96826 | r-92 | 1990-01-01 | Permanently out of Use | 2007-03-29 | 12000 | Gasoline
9-100041 | Mid Pac Petroleum 253943 (prev: LIONEL'S UNOCAL) | 1505 S. KING ST. | Honolulu | HI | 96826 | Mid Pac Petroleum LLC | 677 Ala Moana Blvd Suite 625 | Honolulu | HI | 96826 | R-3943-2 | 1956-08-12 | Permanently Out of Use | 1996-07-01 | 7500 | Gasoline
9-100041 | Mid Pac Petroleum 253943 (prev: LIONEL'S UNOCAL) | 1505 S. KING ST. | Honolulu | HI | 96826 | Mid Pac Petroleum LLC | 677 Ala Moana Blvd Suite 625 | Honolulu | HI | 96826 | r-87 | 1990-01-01 | Permanently out of Use | 2007-03-29 | 12000 | Gasoline
9-501299 | HAWAII METAL FORMING CORPORATION | 1508 MILL ST | Wailuku | HI | 96793 | HAWAII METAL FORMING CORP | 1508 PUUHALE RD | Wailuku | HI | 96793 | R-1 | 1973-04-11 | Permanently Out of Use | 1994-05-11 | 1000 | Gasoline
9-101122 | RICHARD'S CHEVRON | 1509 S BERETANIA ST | Honolulu | HI | 96826 | CHEVRON PRODUCTS COMPANY | 91-480 MALAKOLE ST. | Honolulu | HI | 96826 | R-3 | 1979-12-30 | Permanently Out of Use | 1987-11-01 | 10000 | Gasoline
9-101122 | RICHARD'S CHEVRON | 1509 S BERETANIA ST | Honolulu | HI | 96826 | CHEVRON PRODUCTS COMPANY | 91-480 MALAKOLE ST. | Honolulu | HI | 96826 | R-1 | 1980-12-30 | Permanently Out of Use | 1987-11-01 | 10000 | Gasoline
9-101122 | RICHARD'S CHEVRON | 1509 S BERETANIA ST | Honolulu | HI | 96826 | CHEVRON PRODUCTS COMPANY | 91-480 MALAKOLE ST. | Honolulu | HI | 96826 | R-2 | 1979-12-30 | Permanently Out of Use | 1987-11-01 | 10000 | Gasoline
9-101122 | RICHARD'S CHEVRON | 1509 S BERETANIA ST | Honolulu | HI | 96826 | CHEVRON PRODUCTS COMPANY | 91-480 MALAKOLE ST. | Honolulu | HI | 96826 | R-4 | 1979-12-30 | Permanently Out of Use | 1979-11-01 | 1000 | Used Oil
9-203003 | JOE CORREA | 151 HEKILI ST | Kailua | HI | 96734 | JOE CORREA | 157 ULUPA ST | Kailua | HI | 96734 | R-1 | 1960-01-01 | Permanently Out of Use | 1995-03-09 | 550 | Gasoline
9-102487 | HAWAII METAL FORMING INC | 151 PUUHALE RD | Honolulu | HI | 96819 | SHIGEO SAKUDA Trust | 2030 mauna place | Honolulu | HI | 96819 | r-1 | 1967-05-01 | Permanently Out of Use | 2004-08-02 | 300 | Gasoline
9-603792 | Woodland Center | 15-1450 Kahakai Blvd | Pahoa | HI | 96778 | PAUL'S AUTO REPAIR | P.O. BOX 384 | Pahoa | HI | 96778 | 3 | 2006-04-25 | Currently In Use |  | 4000 | Diesel
9-603792 | Woodland Center | 15-1450 Kahakai Blvd | Pahoa | HI | 96778 | PAUL'S AUTO REPAIR | P.O. BOX 384 | Pahoa | HI | 96778 | 2 | 2006-04-25 | Currently In Use |  | 6000 | Gasoline
9-603792 | Woodland Center | 15-1450 Kahakai Blvd | Pahoa | HI | 96778 | PAUL'S AUTO REPAIR | P.O. BOX 384 | Pahoa | HI | 96778 | 1 | 2006-04-25 | Currently In Use |  | 10000 | Gasoline
9-600487 | WAIKOLOA BEACH GOLF COURSE MAINTENANCE | 152 WAIKOLOA BEACH DR WAIKOLOA BEACH RESORT MAINTENANCE RD | Waikoloa | HI | 96738 | WAIKOLOA DEVELOPMENT COMPANY | 150 WAIKOLOA BEACH DRIVE | Waikoloa | HI | 96738 | R-2 | 1976-04-28 | Permanently Out of Use |  | 3000 | Gasoline
9-600487 | WAIKOLOA BEACH GOLF COURSE MAINTENANCE | 152 WAIKOLOA BEACH DR WAIKOLOA BEACH RESORT MAINTENANCE RD | Waikoloa | HI | 96738 | WAIKOLOA DEVELOPMENT COMPANY | 150 WAIKOLOA BEACH DRIVE | Waikoloa | HI | 96738 | R-1 | 1976-04-28 | Permanently Out of Use |  | 3000 | Diesel
9-600487 | WAIKOLOA BEACH GOLF COURSE MAINTENANCE | 152 WAIKOLOA BEACH DR WAIKOLOA BEACH RESORT MAINTENANCE RD | Waikoloa | HI | 96738 | WAIKOLOA DEVELOPMENT COMPANY | 150 WAIKOLOA BEACH DRIVE | Waikoloa | HI | 96738 | 2 | 1989-04-14 | Currently in Use |  | 8000 | Gasohol
9-600487 | WAIKOLOA BEACH GOLF COURSE MAINTENANCE | 152 WAIKOLOA BEACH DR WAIKOLOA BEACH RESORT MAINTENANCE RD | Waikoloa | HI | 96738 | WAIKOLOA DEVELOPMENT COMPANY | 150 WAIKOLOA BEACH DRIVE | Waikoloa | HI | 96738 | 3 | 1989-07-14 | Currently in Use |  | 8000 | Gasohol
9-600487 | WAIKOLOA BEACH GOLF COURSE MAINTENANCE | 152 WAIKOLOA BEACH DR WAIKOLOA BEACH RESORT MAINTENANCE RD | Waikoloa | HI | 96738 | WAIKOLOA DEVELOPMENT COMPANY | 150 WAIKOLOA BEACH DRIVE | Waikoloa | HI | 96738 | 1 | 1989-04-17 | Currently in Use |  | 4000 | Diesel
9-100224 | GAS PLUS | 1524 S KING ST | Honolulu | HI | 96826 | FIRST DISCOUNT AUTO LEASING CORP | 1580 MAKALOA ST., SUITE 880 | Honolulu | HI | 96826 | R-002 | 1985-05-16 | Permanently Out of Use | 1995-07-21 | 12000 | Gasoline
9-100224 | GAS PLUS | 1524 S KING ST | Honolulu | HI | 96826 | FIRST DISCOUNT AUTO LEASING CORP | 1580 MAKALOA ST., SUITE 880 | Honolulu | HI | 96826 | R-003 | 1985-05-16 | Permanently Out of Use | 1995-07-21 | 12000 | Gasoline
9-100224 | GAS PLUS | 1524 S KING ST | Honolulu | HI | 96826 | FIRST DISCOUNT AUTO LEASING CORP | 1580 MAKALOA ST., SUITE 880 | Honolulu | HI | 96826 | R-001 | 1985-05-16 | Permanently Out of Use | 1995-07-20 | 10000 | Gasoline
9-603780 | Malama Gas N Go | 15-2656 Pahoa Village Rd. | Pahoa | HI | 96778 | ALOHA PETROLEUM, LTD. | 1132 BISHOP STREET, SUITE 1700 | Pahoa | HI | 96778 | diesel | 2005-03-01 | Currently In Use |  | 12000 | Diesel
9-603780 | Malama Gas N Go | 15-2656 Pahoa Village Rd. | Pahoa | HI | 96778 | ALOHA PETROLEUM, LTD. | 1132 BISHOP STREET, SUITE 1700 | Pahoa | HI | 96778 | 92 | 2005-03-01 | Currently In Use |  | 12000 | Gasoline
9-603780 | Malama Gas N Go | 15-2656 Pahoa Village Rd. | Pahoa | HI | 96778 | ALOHA PETROLEUM, LTD. | 1132 Bishop Street, Suite 1700 | Pahoa | HI | 96778 | 87 | 2005-03-01 | Currently In Use |  | 12000 | Gasoline
9-603780 | Malama Gas N Go | 15-2656 Pahoa Village Rd. | Pahoa | HI | 96778 | ALOHA PETROLEUM, LTD. | 1132 BISHOP STREET, SUITE 1700 | Pahoa | HI | 96778 | 87 | 2005-03-01 | Currently In Use |  | 12000 | Gasoline
9-603780 | Malama Gas N Go | 15-2656 Pahoa Village Rd. | Pahoa | HI | 96778 | ALOHA PETROLEUM, LTD. | 1132 Bishop Street, Suite 1700 | Pahoa | HI | 96778 | diesel | 2005-03-01 | Currently In Use |  | 12000 | Diesel
9-603780 | Malama Gas N Go | 15-2656 Pahoa Village Rd. | Pahoa | HI | 96778 | ALOHA PETROLEUM, LTD. | 1132 Bishop Street, Suite 1700 | Pahoa | HI | 96778 | 92 | 2005-03-01 | Currently In Use |  | 12000 | Gasoline
9-601315 | PAHOA GAS & GO | 15-2813 GOVERNMENT RD | Pahoa | HI | 96778 | YAMAGUCHI BROS. SERVICE STATION | P. O. BOX 398 / PAHOA HWY | Pahoa | HI | 96778 | R-1 | 1942-01-21 | Permanently Out of Use | 1997-12-09 | 1000 | Gasoline
9-601315 | PAHOA GAS & GO | 15-2813 GOVERNMENT RD | Pahoa | HI | 96778 | YAMAGUCHI BROS. SERVICE STATION | P. O. BOX 398 / PAHOA HWY | Pahoa | HI | 96778 | R-2 | 1942-01-21 | Permanently Out of Use | 1997-12-09 | 1000 | Gasoline
9-601315 | PAHOA GAS & GO | 15-2813 GOVERNMENT RD | Pahoa | HI | 96778 | YAMAGUCHI BROS. SERVICE STATION | P. O. BOX 398 / PAHOA HWY | Pahoa | HI | 96778 | R-3 | 1942-01-21 | Permanently Out of Use | 1997-12-09 | 550 | Gasoline
9-601315 | PAHOA GAS & GO | 15-2813 GOVERNMENT RD | Pahoa | HI | 96778 | YAMAGUCHI BROS. SERVICE STATION | P. O. BOX 398 / PAHOA HWY | Pahoa | HI | 96778 | R-1 | 1942-01-21 | Permanently Out of Use | 1997-12-09 | 1000 | Gasoline
9-601315 | PAHOA GAS & GO | 15-2813 GOVERNMENT RD | Pahoa | HI | 96778 | YAMAGUCHI BROS. SERVICE STATION | P. O. BOX 398 / PAHOA HWY | Pahoa | HI | 96778 | R-4 | 1957-01-21 | Permanently Out of Use | 1997-12-07 | 5000 | Gasoline
9-100915 | TESORO 2GO #61012 | 1529 DILLINGHAM BLVD | Honolulu | HI | 96817 | HIE Retail, LLC | 800 Gessner Road, Suite 875 | Honolulu | HI | 96817 | R-3 | 1976-03-06 | Permanently Out of Use | 1991-05-22 | 8000 | Gasoline
9-100915 | TESORO 2GO #61012 | 1529 DILLINGHAM BLVD | Honolulu | HI | 96817 | HIE Retail, LLC | 800 Gessner Road, Suite 875 | Honolulu | HI | 96817 | R-1 | 1976-03-06 | Permanently Out of Use | 1991-05-22 | 8000 | Gasoline
9-100915 | TESORO 2GO #61012 | 1529 DILLINGHAM BLVD | Honolulu | HI | 96817 | HIE Retail, LLC | 800 Gessner Road, Suite 875 | Honolulu | HI | 96817 | 2a | 1991-05-31 | Currently In Use |  | 6000 | Gasohol
9-100915 | TESORO 2GO #61012 | 1529 DILLINGHAM BLVD | Honolulu | HI | 96817 | HIE Retail, LLC | 800 Gessner Road, Suite 875 | Honolulu | HI | 96817 | 2b | 1991-05-31 | Currently in Use |  | 6000 | Diesel
9-100915 | TESORO 2GO #61012 | 1529 DILLINGHAM BLVD | Honolulu | HI | 96817 | HIE Retail, LLC | 800 Gessner Road, Suite 875 | Honolulu | HI | 96817 | 1 | 1991-05-31 | Currently in Use |  | 12000 | Gasohol
9-100915 | TESORO 2GO #61012 | 1529 DILLINGHAM BLVD | Honolulu | HI | 96817 | HIE Retail, LLC | 800 Gessner Road, Suite 875 | Honolulu | HI | 96817 | R-2 | 1976-03-06 | Permanently Out of Use | 1991-05-22 | 8000 | Gasoline
9-600594 | PAHOA CENTRAL OFFICE | 15-2904 Pahoa Village Rd | Pahoa | HI | 96778 | Hawaiian Telcom | P.O. Box 2200 | Pahoa | HI | 96778 | R-1 | 1970-05-07 | Permanently Out of Use | 1991-12-11 | 300 | Diesel
9-600594 | PAHOA CENTRAL OFFICE | 15-2904 Pahoa Village Rd | Pahoa | HI | 96778 | Hawaiian Telcom | P.O. Box 2200 | Pahoa | HI | 96778 | M-1 | 1991-12-01 | Currently In Use |  | 550 | Diesel
9-201982 | LAKEVIEW WASTEWATER PUMP STATION | 152A LAKEVIEW CIR | Wahiawa | HI | 96786 | CCH Dept of Env Services | 1000 Uluohia St, Suite 308 | Wahiawa | HI | 96786 | M-1 | 1989-05-29 | Currently In Use |  | 550 | Diesel
9-501587 | ARTIE'S MAUI FOODS | 153 A ALAMAHA ST | Kahului | HI | 96732 | ROBERT HENRIQUES | P.O. BOX 4083 | Kahului | HI | 96732 | R-2 | 1980-04-12 | Permanently Out of Use | 1992-03-10 | 1800 | Gasoline
9-501587 | ARTIE'S MAUI FOODS | 153 A ALAMAHA ST | Kahului | HI | 96732 | ROBERT HENRIQUES | P.O. BOX 4083 | Kahului | HI | 96732 | R-1 | 1980-04-12 | Permanently Out of Use | 1992-03-10 | 4000 | Diesel
9-200018 | Mid Pac Petroleum 254342 (prev: KAILUA UNOCAL L-4342) | 153 ONEAWA ST | Kailua | HI | 96734 | Mid Pac Petroleum LLC | 1100 Alakea St., 8th Floor | Kailua | HI | 96734 | 2 | 1991-04-30 | Currently in Use |  | 12000 | Gasoline
9-200018 | Mid Pac Petroleum 254342 (prev: KAILUA UNOCAL L-4342) | 153 ONEAWA ST | Kailua | HI | 96734 | Mid Pac Petroleum LLC | 1100 Alakea St., 8th Floor | Kailua | HI | 96734 | R-1 | 1971-04-02 | Permanently Out of Use | 1991-03-12 | 10000 | Gasoline
9-200018 | Mid Pac Petroleum 254342 (prev: KAILUA UNOCAL L-4342) | 153 ONEAWA ST | Kailua | HI | 96734 | Mid Pac Petroleum LLC | 1100 Alakea St., 8th Floor | Kailua | HI | 96734 | R-2 | 1971-04-02 | Permanently Out of Use | 1991-03-12 | 10000 | Gasoline
9-200018 | Mid Pac Petroleum 254342 (prev: KAILUA UNOCAL L-4342) | 153 ONEAWA ST | Kailua | HI | 96734 | Mid Pac Petroleum LLC | 1100 Alakea St., 8th Floor | Kailua | HI | 96734 | 1 | 1991-04-30 | Currently in Use |  | 12000 | Gasoline
9-200018 | Mid Pac Petroleum 254342 (prev: KAILUA UNOCAL L-4342) | 153 ONEAWA ST | Kailua | HI | 96734 | Mid Pac Petroleum LLC | 1100 Alakea St., 8th Floor | Kailua | HI | 96734 | R-4 | 1971-01-01 | Permanently Out of Use | 1995-11-01 | 550 | Used Oil
9-602992 | HI DOE PAHOA HIGH & ELEMENTARY SCHOOL | 15-3038 PUNA RD | Pahoa | HI | 96778 | STATE DOE - PAHOA HIGH & INTERMEDIATE SCHOOL | 15-3038 PUNA RD | Pahoa | HI | 96778 | R-1 | 1920-01-01 | Permanently Out of Use | 1994-10-17 | 290 | Gasoline
9-100268 | LOOMIS ARMORED INC. | 1540 KALANI ST | Honolulu | HI | 96817 | LOOMIS ARMORED INC. | 10202 MILLER RD | Honolulu | HI | 96817 | R-1 | 1969-04-10 | Permanently Out of Use | 1990-12-18 | 8000 | Gasoline
9-502621 | HALE MAKUA NURSING HOME - WAILUK | 1540 LOWER MAIN ST | Wailuku | HI | 96793 | HALE MAKUA | 472 KAULANA ST | Wailuku | HI | 96793 | R-2 | 1966-01-01 | Permanently Out of Use | 1992-11-06 | 500 | Diesel
9-502621 | HALE MAKUA NURSING HOME - WAILUK | 1540 LOWER MAIN ST | Wailuku | HI | 96793 | HALE MAKUA | 472 KAULANA ST | Wailuku | HI | 96793 | R-3 | 1966-01-01 | Permanently Out of Use | 1992-11-06 | 500 | Diesel
9-502621 | HALE MAKUA NURSING HOME - WAILUK | 1540 LOWER MAIN ST | Wailuku | HI | 96793 | HALE MAKUA | 472 KAULANA ST | Wailuku | HI | 96793 | R-4 | 1967-01-01 | Permanently Out of Use | 1992-11-06 | 500 | Diesel
9-502621 | HALE MAKUA NURSING HOME - WAILUK | 1540 LOWER MAIN ST | Wailuku | HI | 96793 | HALE MAKUA | 472 KAULANA ST | Wailuku | HI | 96793 | R-1 | 1966-01-01 | Permanently Out of Use | 1992-11-06 | 1000 | Diesel
9-702705 | KAZU MORITA SERVICE | 1542 KUHIO HWY | Kapaa | HI | 96746 | KAZU MORITA SERVICE | 1542 KUHIO HWY | Kapaa | HI | 96746 | R-1 |  | Permanently Out of Use | 1992-10-04 | 1000 | Gasoline
9-702705 | KAZU MORITA SERVICE | 1542 KUHIO HWY | Kapaa | HI | 96746 | KAZU MORITA SERVICE | 1542 KUHIO HWY | Kapaa | HI | 96746 | R-2 |  | Permanently Out of Use | 1992-10-04 | 1000 | Gasoline
9-401879 | LALAKOA III SUBDIVISION | 1546 S OHOHIA PL | Lanai City | HI | 96763 | Manele Water Resources, Lanai Resorts LLC | PO Box 630310 | Lanai City | HI | 96763 | M-1 | 1989-01-01 | Currently In Use |  | 550 | Diesel
9-100059 | Tesoro 2Go 61018 | 1549 S KING ST | Honolulu | HI | 96826 | HIE Retail, LLC | 800 Gessner Road, Suite 875 | Honolulu | HI | 96826 | r-92 | 1987-01-25 | Permanently out of Use | 2014-01-29 | 10000 | Gasoline
9-100059 | Tesoro 2Go 61018 | 1549 S KING ST | Honolulu | HI | 96826 | HIE Retail, LLC | 800 Gessner Road, Suite 875 | Honolulu | HI | 96826 | r-87 | 1987-01-25 | Permanently out of Use | 2014-01-29 | 10000 | Gasoline
9-100059 | Tesoro 2Go 61018 | 1549 S KING ST | Honolulu | HI | 96826 | HIE Retail, LLC | 800 Gessner Road, Suite 875 | Honolulu | HI | 96826 | r-3 | 1987-01-25 | Permanently out of Use | 2014-01-19 | 10000 | Gasoline
9-100059 | Tesoro 2Go 61018 | 1549 S KING ST | Honolulu | HI | 96826 | HIE Retail, LLC | 800 Gessner Road, Suite 875 | Honolulu | HI | 96826 | 1 - 87 | 2014-03-07 | Currently In Use |  | 10000 | Gasohol
9-100059 | Tesoro 2Go 61018 | 1549 S KING ST | Honolulu | HI | 96826 | HIE Retail, LLC | 800 Gessner Road, Suite 875 | Honolulu | HI | 96826 | 3-92 | 2014-03-07 | Currently In Use |  | 10000 | Gasohol
9-100059 | Tesoro 2Go 61018 | 1549 S KING ST | Honolulu | HI | 96826 | HIE Retail, LLC | 1311 Palama St | Honolulu | HI | 96826 | r-92 | 1987-01-25 | Permanently out of Use | 2014-01-29 | 10000 | Gasoline
9-100059 | Tesoro 2Go 61018 | 1549 S KING ST | Honolulu | HI | 96826 | HIE Retail, LLC | 1311 Palama St | Honolulu | HI | 96826 | r-87 | 1987-01-25 | Permanently out of Use | 2014-01-29 | 10000 | Gasoline
9-100059 | Tesoro 2Go 61018 | 1549 S KING ST | Honolulu | HI | 96826 | HIE Retail, LLC | 1311 Palama St | Honolulu | HI | 96826 | 2 - 87 | 2014-03-07 | Currently In Use |  | 10000 | Gasohol
9-100059 | Tesoro 2Go 61018 | 1549 S KING ST | Honolulu | HI | 96826 | HIE Retail, LLC | 800 Gessner Road, Suite 875 | Honolulu | HI | 96826 | 2 - 87 | 2014-03-07 | Currently In Use |  | 10000 | Gasohol
9-100059 | Tesoro 2Go 61018 | 1549 S KING ST | Honolulu | HI | 96826 | HIE Retail, LLC | 1311 Palama St | Honolulu | HI | 96826 | 3-92 | 2014-03-07 | Currently In Use |  | 10000 | Gasohol
9-100059 | Tesoro 2Go 61018 | 1549 S KING ST | Honolulu | HI | 96826 | HIE Retail, LLC | 1311 Palama St | Honolulu | HI | 96826 | 1 - 87 | 2014-03-07 | Currently In Use |  | 10000 | Gasohol
9-100059 | Tesoro 2Go 61018 | 1549 S KING ST | Honolulu | HI | 96826 | HIE Retail, LLC | 1311 Palama St | Honolulu | HI | 96826 | r-3 | 1987-01-25 | Permanently out of Use | 2014-01-19 | 10000 | Gasoline
9-202191 | WAHIAWA BASE YARD | 155 CALIFORNIA ST | Schofield Barracks | HI | 96786 | STATE DOT - HIGHWAYS DIVISION |  | Schofield Barracks | HI | 96786 | R-01 |  | Permanently Out of Use |  | 550 | Not Listed
9-103517 | NEW OFFICE LOUNGE | 1551 KAPIOLANI BLVD | Honolulu | HI | 96814 | CEC HAWAII INC | 1517 kapiolani blvD, SUITE 201 | Honolulu | HI | 96814 | r-3 |  | Permanently out of Use | 2006-01-15 | 420 | Gasoline
9-103517 | NEW OFFICE LOUNGE | 1551 KAPIOLANI BLVD | Honolulu | HI | 96814 | CEC HAWAII INC | 1517 kapiolani blvD, SUITE 201 | Honolulu | HI | 96814 | r-1 |  | Permanently out of Use | 2006-01-15 | 1100 | Gasoline
9-103517 | NEW OFFICE LOUNGE | 1551 KAPIOLANI BLVD | Honolulu | HI | 96814 | CEC HAWAII INC | 1517 kapiolani blvD, SUITE 201 | Honolulu | HI | 96814 | r-2 |  | Permanently out of Use | 2006-01-15 | 1100 | Gasoline
9-101387 | PUNAHOU REPAIR SHOP | 1558 S KING ST | Honolulu | HI | 96826 | PUNAHOU REPAIR SHOP | 1558 S KING ST | Honolulu | HI | 96826 | R-3 |  | Permanently Out of Use | 1992-06-11 | 150 | Used Oil
9-101387 | PUNAHOU REPAIR SHOP | 1558 S KING ST | Honolulu | HI | 96826 | PUNAHOU REPAIR SHOP | 1558 S KING ST | Honolulu | HI | 96826 | R-2 |  | Permanently Out of Use | 1992-06-11 | 3000 | Gasoline
9-101387 | PUNAHOU REPAIR SHOP | 1558 S KING ST | Honolulu | HI | 96826 | PUNAHOU REPAIR SHOP | 1558 S KING ST | Honolulu | HI | 96826 | R-1 | 1951-03-15 | Permanently Out of Use | 1992-06-11 | 2000 | Used Oil
9-500214 | CABANILA SHELL SERVICE | 156 PAPALAUA ST | Lahaina | HI | 96761 | EQUILON ENTERPRISES, LLC DBA SHELL OIL PRODUCTS US | 2555 13TH AVE, SW | Lahaina | HI | 96761 | R-1 | 1985-04-21 | Permanently Out of Use | 1999-12-02 | 10000 | Gasoline
9-500214 | CABANILA SHELL SERVICE | 156 PAPALAUA ST | Lahaina | HI | 96761 | EQUILON ENTERPRISES, LLC DBA SHELL OIL PRODUCTS US | 2555 13TH AVE, SW | Lahaina | HI | 96761 | R-2 | 1985-04-21 | Permanently Out of Use | 1999-12-02 | 10000 | Gasoline
9-500214 | CABANILA SHELL SERVICE | 156 PAPALAUA ST | Lahaina | HI | 96761 | EQUILON ENTERPRISES, LLC DBA SHELL OIL PRODUCTS US | 2555 13TH AVE, SW | Lahaina | HI | 96761 | R-3 | 1983-04-22 | Permanently Out of Use | 1999-12-03 | 10000 | Gasoline
9-500214 | CABANILA SHELL SERVICE | 156 PAPALAUA ST | Lahaina | HI | 96761 | EQUILON ENTERPRISES, LLC DBA SHELL OIL PRODUCTS US | 2555 13TH AVE, SW | Lahaina | HI | 96761 | R-4 | 1991-06-30 | Permanently Out of Use | 1999-12-01 | 550 | Used Oil
9-500214 | CABANILA SHELL SERVICE | 156 PAPALAUA ST | Lahaina | HI | 96761 | EQUILON ENTERPRISES, LLC DBA SHELL OIL PRODUCTS US | 2555 13TH AVE, SW | Lahaina | HI | 96761 | R-5 |  | Permanently Out of Use | 1991-06-30 | 550 | Used Oil
9-201934 | NAKULA WASTEWATER PUMP STATION | 1562 CALIFORNIA AVE | Wahiawa | HI | 96786 | C&C of Honolulu Dept of Environmental Services | 1000 Uluohia Street, Suite 308 | Wahiawa | HI | 96786 | M-1 | 1989-12-29 | Currently in Use |  | 550 | Diesel
9-501912 | WAIEHU GOLF COURSE MAINTENANCE S | 1580C KAAHUMANU AVE | Wailuku | HI | 96793 | COUNTY OF MAUI - DEPT OF PARKS AND RECREATION | 1580C KAAHUMANU AVENUE | Wailuku | HI | 96793 | R-1 | 1959-12-06 | Permanently Out of Use | 1997-01-13 | 400 | Gasoline
9-502218 | MAUI OIL CO. INC. | 16 HOBRON AVE. | Kahului | HI | 96732 | MAUI OIL CO. INC. | 16 HOBRON AVE. | Kahului | HI | 96732 | 1 | 1989-09-09 | Currently in Use |  | 8000 | Diesel
9-502218 | MAUI OIL CO. INC. | 16 HOBRON AVE. | Kahului | HI | 96732 | MAUI OIL CO. INC. | 16 HOBRON AVE. | Kahului | HI | 96732 | 2B - 92 | 1989-09-09 | Currently in Use |  | 6000 | Gasoline
9-502218 | MAUI OIL CO. INC. | 16 HOBRON AVE. | Kahului | HI | 96732 | MAUI OIL CO. INC. | 16 HOBRON AVE. | Kahului | HI | 96732 | R-3 | 1964-02-07 | Permanently Out of Use |  | 4000 | Other
9-502218 | MAUI OIL CO. INC. | 16 HOBRON AVE. | Kahului | HI | 96732 | MAUI OIL CO. INC. | 16 HOBRON AVE. | Kahului | HI | 96732 | R-2 | 1964-02-07 | Permanently Out of Use |  | 4000 | Other
9-502218 | MAUI OIL CO. INC. | 16 HOBRON AVE. | Kahului | HI | 96732 | MAUI OIL CO. INC. | 16 HOBRON AVE. | Kahului | HI | 96732 | 2A - 87 | 1989-09-09 | Currently in Use |  | 6000 | Gasoline
9-502218 | MAUI OIL CO. INC. | 16 HOBRON AVE. | Kahului | HI | 96732 | MAUI OIL CO. INC. | 16 HOBRON AVE. | Kahului | HI | 96732 | R-1 | 1963-02-07 | Permanently Out of Use |  | 280 | Other
9-100124 | C&CH HONOLULU CORP YARD | 160 AHUI ST | Honolulu | HI | 96813 | C&C OF HNL - DEPT OF FACILITY MAINTENANCE | 650 S KING ST, 2ND FLOOR | Honolulu | HI | 96813 | R-1 | 1950-01-01 | Permanently Out of Use | 1999-06-01 | 7500 | Diesel
9-100124 | C&CH HONOLULU CORP YARD | 160 AHUI ST | Honolulu | HI | 96813 | C&C OF HNL - DEPT OF FACILITY MAINTENANCE | 650 S KING ST, 2ND FLOOR | Honolulu | HI | 96813 | R-2 | 1950-01-01 | Permanently Out of Use | 1999-06-01 | 7500 | Gasoline
9-100124 | C&CH HONOLULU CORP YARD | 160 AHUI ST | Honolulu | HI | 96813 | C&C OF HNL - DEPT OF FACILITY MAINTENANCE | 650 S KING ST, 2ND FLOOR | Honolulu | HI | 96813 | R-3 | 1978-04-16 | Permanently Out of Use | 1999-06-01 | 5000 | Diesel
9-601306 | ALLIED AGGREGATES CORP | 160 KEAA ST | Hilo | HI | 96720 | ALLIED AGGREGATES CORPORATION | 160 KEAA St | Hilo | HI | 96720 | R-2 | 1972-05-05 | Permanently Out of Use | 1990-06-29 | 2000 | Gasoline
9-601306 | ALLIED AGGREGATES CORP | 160 KEAA ST | Hilo | HI | 96720 | ALLIED AGGREGATES CORPORATION | 160 KEAA St | Hilo | HI | 96720 | R-1 | 1972-05-05 | Permanently Out of Use | 1990-06-29 | 5000 | Diesel
9-102755 | C&CH ELECTRICAL & MAINTENANCE SERV DEPT | 160 KOULA ST | Honolulu | HI | 96813 | C&C HNL | 530 S KING ST RM 115 | Honolulu | HI | 96813 | R-1 | 1950-01-01 | Permanently Out of Use | 1993-08-06 | 500 | Gasoline
9-100297 | PUNAHOU SCHOOL - MAINTENANCE SHOP | 1601 PUNAHOU ST | Honolulu | HI | 96822 | PUNAHOU SCHOOL | 1601 PUNAHOU ST | Honolulu | HI | 96822 | R-1 | 1956-03-13 | Permanently Out of Use | 1989-12-11 | 500 | Gasoline
9-101654 | PUNAHOU SCHOOL - BARWICK PLAYGROUND | 1601 PUNAHOU ST | Honolulu | HI | 96822 | PUNAHOU SCHOOL | 1601 PUNAHOU ST | Honolulu | HI | 96822 | R-1 |  | Permanently Out of Use | 1990-12-06 |  | Not Listed
9-101654 | PUNAHOU SCHOOL - BARWICK PLAYGROUND | 1601 PUNAHOU ST | Honolulu | HI | 96822 | PUNAHOU SCHOOL | 1601 PUNAHOU ST | Honolulu | HI | 96822 | R-2 |  | Permanently Out of Use | 1990-12-06 |  | Not Listed
9-101653 | PUNAHOU SCHOOL - OPERATIONS SHOP | 1601 PUNAHOU ST. | Honolulu | HI | 96822 | PUNAHOU SCHOOL | 1601 Punahou Street | Honolulu | HI | 96822 | 87 | 1985-12-01 | Currently in Use |  | 1000 | Gasoline
9-101653 | PUNAHOU SCHOOL - OPERATIONS SHOP | 1601 PUNAHOU ST. | Honolulu | HI | 96822 | PUNAHOU SCHOOL | 1601 Punahou Street | Honolulu | HI | 96822 | diesel | 1985-12-01 | Currently in Use |  | 2000 | Diesel
9-101725 | 7-Eleven Nuuanu Pali | 1602 NUUANU AVE | Honolulu | HI | 96817 | ALOHA PETROLEUM, LTD. | 1132 Bishop Street, Suite 1700 | Honolulu | HI | 96817 | 87 | 1988-09-30 | Currently in Use |  | 10000 | Gasoline
9-101725 | 7-Eleven Nuuanu Pali | 1602 NUUANU AVE | Honolulu | HI | 96817 | ALOHA PETROLEUM, LTD. | 1132 Bishop Street, Suite 1700 | Honolulu | HI | 96817 | 92 | 1988-09-30 | Currently in Use |  | 10000 | Gasoline
9-101725 | 7-Eleven Nuuanu Pali | 1602 NUUANU AVE | Honolulu | HI | 96817 | ALOHA PETROLEUM, LTD. | 1132 Bishop Street, Suite 1700 | Honolulu | HI | 96817 | 89 | 1988-09-30 | Currently in Use |  | 10000 | Gasoline
9-100800 | HPC FOODS, LTD. - POI WAREHOUSE | 1603 REPUBLICAN ST | Honolulu | HI | 96819 | HPC FOODS, LTD. | 288 LIBBY ST | Honolulu | HI | 96819 | R-1 | 1969-03-29 | Permanently Out of Use | 1997-06-01 | 1000 | Diesel
9-100800 | HPC FOODS, LTD. - POI WAREHOUSE | 1603 REPUBLICAN ST | Honolulu | HI | 96819 | HPC FOODS, LTD. | 288 LIBBY ST | Honolulu | HI | 96819 | R-2 | 1969-03-29 | Permanently Out of Use | 1997-06-01 | 500 | Gasoline
9-103707 | WATANABE FLORAL, INC | 1607 HART ST | Honolulu | HI | 96817 | WATANABE FLORAL, INC | 1607 HART ST | Honolulu | HI | 96817 | R-1 |  | Permanently Out of Use | 1989-10-23 | 1000 | Gasoline
9-600563 | HILO CENTRAL OFFICE | 161 KINOOLE ST | Hilo | HI | 96720 | Hawaiian Telcom | P.O. Box 2200 | Hilo | HI | 96720 | R-002 | 1964-05-07 | Permanently Out of Use | 1991-01-31 | 150 | Diesel
9-600563 | HILO CENTRAL OFFICE | 161 KINOOLE ST | Hilo | HI | 96720 | Hawaiian Telcom | P.O. Box 2200 | Hilo | HI | 96720 | M-3 | 1990-12-01 | Currently In Use |  | 6000 | Diesel
9-600563 | HILO CENTRAL OFFICE | 161 KINOOLE ST | Hilo | HI | 96720 | Hawaiian Telcom | P.O. Box 2200 | Hilo | HI | 96720 | R-M-001 | 1970-05-07 | Permanently Out of Use | 1990-12-20 | 5000 | Diesel
9-501596 | MAKENA GOLF COURSE | 161 MAKENA RD | Kihei | HI | 96753 | SEIBU HAWAII, INC. | 161 MAKENA ROAD | Kihei | HI | 96753 | R-2 | 1982-05-08 | Permanently Out of Use | 1996-02-29 | 2000 | Gasoline
9-501596 | MAKENA GOLF COURSE | 161 MAKENA RD | Kihei | HI | 96753 | SEIBU HAWAII, INC. | 161 MAKENA ROAD | Kihei | HI | 96753 | R-4 | 1980-05-08 | Permanently Out of Use | 1995-12-11 | 2000 | Diesel
9-501596 | MAKENA GOLF COURSE | 161 MAKENA RD | Kihei | HI | 96753 | SEIBU HAWAII, INC. | 161 MAKENA ROAD | Kihei | HI | 96753 | R-3 | 1980-05-08 | Permanently Out of Use | 1995-12-11 | 1000 | Gasoline
9-501596 | MAKENA GOLF COURSE | 161 MAKENA RD | Kihei | HI | 96753 | SEIBU HAWAII, INC. | 161 MAKENA ROAD | Kihei | HI | 96753 | R-1 | 1982-05-08 | Permanently Out of Use | 1996-02-29 | 2000 | Diesel
9-502432 | WAILEA FIELD OFFICE | 161 WAILEA IKE PL | Kihei | HI | 96753 | WAILEA Golf LLC, a Hawaii Corporation | 4050 Kalai Waa Street | Kihei | HI | 96753 | R-1 | 1973-12-31 | Permanently Out of Use | 1991-07-09 | 1000 | Gasoline
9-502432 | WAILEA FIELD OFFICE | 161 WAILEA IKE PL | Kihei | HI | 96753 | WAILEA Golf LLC, a Hawaii Corporation | 4050 Kalai Waa Street | Kihei | HI | 96753 | R-2 | 1973-12-31 | Permanently Out of Use | 1991-07-09 | 500 | Gasoline
9-103773 | KALANI/HAU APT | 1610 KALANI ST | Honolulu | HI | 96817 | YOSHIE FEASTER REVPCABLE LIVING TRUST | C/O QUEENS REALTY 1188 BISHOP ST, STE 1209 | Honolulu | HI | 96817 | R-1 |  | Permanently Out of Use | 2003-11-07 | 1000 | Gasoline
9-603727 | MINIT STOP KEAAU | 16-119 Orchidland DRIVE | Keaau | HI | 96749 | ORCHIDLAND GULSONS LLC. | 307 LEWERS ST, 6TH FLOOR | Keaau | HI | 96749 | 1 | 2001-12-01 | Currently In Use |  | 10000 | Gasoline
9-603727 | MINIT STOP KEAAU | 16-119 Orchidland DRIVE | Keaau | HI | 96749 | ORCHIDLAND GULSONS LLC. | 307 LEWERS ST, 6TH FLOOR | Keaau | HI | 96749 | 2A | 2001-12-01 | Currently In Use |  | 6000 | Gasoline
9-603727 | MINIT STOP KEAAU | 16-119 Orchidland DRIVE | Keaau | HI | 96749 | ORCHIDLAND GULSONS LLC. | 307 LEWERS ST, 6TH FLOOR | Keaau | HI | 96749 | 2B | 2001-12-01 | Currently In Use |  | 4000 | Diesel
9-102495 | HPC FOODS, LTD. - REPAIR SHOP | 1612 DEMOCRAT ST | Honolulu | HI | 96819 | HPC FOODS, LTD. | 288 LIBBY ST | Honolulu | HI | 96819 | R-3 | 1980-03-29 | Permanently Out of Use | 1998-06-08 | 2000 | Gasoline
9-602961 | K. HAYASHI STORE | 16-1290 KAWAIHAE RD | Kamuela | HI | 96743 | K. HAYASHI STORE | P.O. BOX 68 | Kamuela | HI | 96743 | R-1 | 1965-07-24 | Permanently Out of Use | 1994-07-18 | 550 | Kerosene
9-103507 | VICTOR ROOFING | 1613 HOMERULE ST | Honolulu | HI | 96819 | VICTOR ROOFING | 1613 HOMRULE ST | Honolulu | HI | 96819 | R-1 |  | Permanently Out of Use | 1999-01-15 | 550 | Kerosene
9-103507 | VICTOR ROOFING | 1613 HOMERULE ST | Honolulu | HI | 96819 | VICTOR ROOFING | 1613 HOMRULE ST | Honolulu | HI | 96819 | R-2 |  | Permanently Out of Use | 1999-01-15 | 1000 | Gasoline
9-103736 | D&N AUTO BODY AND PAINTING INC | 1615 SILVA ST | Honolulu | HI | 96819 | THE MERRITT T. LAWS FAMILY TRUST | 84-670 UPENA ST | Honolulu | HI | 96819 | R-1 |  | Permanently Out of Use | 2001-11-03 | 1500 | Gasoline
9-602739 | RICHARD & ANN KNAPP | 162 KINOOLE ST | Hilo | HI | 96720 | RICHARD & ANN KNAPP | P.O. BOX 586 | Hilo | HI | 96720 | R-1 |  | Permanently Out of Use |  | 550 | Not Listed
9-600459 | PUNA POLICE STATION | 16-200 PILI MUA ST | Keaau | HI | 96749 | COUNTY OF HAWAII - POLICE DEPARTMENT | 349 KAPIOLANI STREET | Keaau | HI | 96749 | R-A | 1983-05-22 | Permanently Out of Use | 1994-12-15 | 10000 | Diesel
9-600459 | PUNA POLICE STATION | 16-200 PILI MUA ST | Keaau | HI | 96749 | COUNTY OF HAWAII - POLICE DEPARTMENT | 349 KAPIOLANI STREET | Keaau | HI | 96749 | R-N | 1983-01-01 | Permanently Out of Use | 1994-12-15 | 10000 | Gasoline
9-700619 | OTSUKA SALES & SERVICE, LTD. | 1624 KUHIO HWY | Kapaa | HI | 96746 | OTSUKA SALES & SERVICE, LTD. | P.O. BOX 1180 | Kapaa | HI | 96746 | R-2 | 1970-05-06 | Permanently Out of Use | 1992-10-05 | 1000 | Gasoline
9-700619 | OTSUKA SALES & SERVICE, LTD. | 1624 KUHIO HWY | Kapaa | HI | 96746 | OTSUKA SALES & SERVICE, LTD. | P.O. BOX 1180 | Kapaa | HI | 96746 | R-1 | 1970-05-06 | Permanently Out of Use | 1992-10-05 | 1000 | Gasoline
9-103126 | KAMEHAMEHA HOUSING PROJECT | 1629 HAKA DR | Honolulu | HI | 96817 | STATE DHS - HAWAII HOUSING AUTHORITY |  | Honolulu | HI | 96817 | 1 |  | Permanently Out of Use |  |  | Used Oil
9-100336 | ROY'S KAM TEXACO STATION | 1634 MAKUAHINE ST | Honolulu | HI | 96817 | TEXACO REFINING & MARKETING INC. | ENVIRONMENTAL SERVICES 800 SW FIRST AVE., SUITE 180 | Honolulu | HI | 96817 | R-2 | 1985-02-06 | Permanently Out of Use | 1992-03-01 | 10000 | Gasoline
9-100336 | ROY'S KAM TEXACO STATION | 1634 MAKUAHINE ST | Honolulu | HI | 96817 | TEXACO REFINING & MARKETING INC. | ENVIRONMENTAL SERVICES 800 SW FIRST AVE., SUITE 180 | Honolulu | HI | 96817 | R-1 | 1985-02-06 | Permanently Out of Use | 1992-03-01 | 550 | Used Oil
9-100336 | ROY'S KAM TEXACO STATION | 1634 MAKUAHINE ST | Honolulu | HI | 96817 | TEXACO REFINING & MARKETING INC. | ENVIRONMENTAL SERVICES 800 SW FIRST AVE., SUITE 180 | Honolulu | HI | 96817 | R-5 | 1985-02-06 | Permanently Out of Use | 1992-03-01 | 10000 | Gasoline
9-100336 | ROY'S KAM TEXACO STATION | 1634 MAKUAHINE ST | Honolulu | HI | 96817 | TEXACO REFINING & MARKETING INC. | ENVIRONMENTAL SERVICES 800 SW FIRST AVE., SUITE 180 | Honolulu | HI | 96817 | R-4 | 1985-02-06 | Permanently Out of Use | 1992-03-01 | 10000 | Gasoline
9-100336 | ROY'S KAM TEXACO STATION | 1634 MAKUAHINE ST | Honolulu | HI | 96817 | TEXACO REFINING & MARKETING INC. | ENVIRONMENTAL SERVICES 800 SW FIRST AVE., SUITE 180 | Honolulu | HI | 96817 | R-3 | 1985-02-06 | Permanently Out of Use | 1992-03-01 | 10000 | Gasoline
9-103919 | Kapiolani Medical Center for Women & Children | 1637 Bingham St | Honolulu | HI | 96826 | Kapiolani Medical Center for Women & Childred | 55 Merchant St , 27th floor | Honolulu | HI | 96826 | 2 | 2012-07-05 | Currently in Use |  | 20000 | Diesel
9-103919 | Kapiolani Medical Center for Women & Children | 1637 Bingham St | Honolulu | HI | 96826 | Kapiolani Medical Center for Women & Childred | 55 Merchant St , 27th floor | Honolulu | HI | 96826 | 1 | 2012-07-05 | Currently in Use |  | 20000 | Diesel
9-100271 | MASTER SHEET METAL INC. | 1648 AUIKI ST | Honolulu | HI | 96819 | MASTER SHEET METAL INC. | 1648 AUIKI ST | Honolulu | HI | 96819 | R-1 | 1979-07-29 | Permanently Out of Use | 1993-03-15 | 4000 | Gasoline
9-601607 | Keaau Service Station dba Fast Fuels | 16-499 OLD VOLCANO RD | Keaau | HI | 96749 | KEAAU SERVICE STATION, INC | P.O. BOX 335 | Keaau | HI | 96749 | R-4 | 1953-12-31 | Permanently Out of Use | 1995-08-18 | 6000 | Gasoline
9-601607 | Keaau Service Station dba Fast Fuels | 16-499 OLD VOLCANO RD | Keaau | HI | 96749 | KEAAU SERVICE STATION, INC | P.O. BOX 335 | Keaau | HI | 96749 | R-1 | 1929-12-31 | Permanently Out of Use | 1995-08-18 | 3000 | Gasoline
9-601607 | Keaau Service Station dba Fast Fuels | 16-499 OLD VOLCANO RD | Keaau | HI | 96749 | KEAAU SERVICE STATION, INC | P.O. BOX 335 | Keaau | HI | 96749 | R-3 | 1947-12-31 | Permanently Out of Use | 1995-08-18 | 6000 | Gasoline
9-601607 | Keaau Service Station dba Fast Fuels | 16-499 OLD VOLCANO RD | Keaau | HI | 96749 | KEAAU SERVICE STATION, INC | P.O. BOX 335 | Keaau | HI | 96749 | 87 | 1996-02-01 | Currently In Use |  | 15000 | Gasoline
9-601607 | Keaau Service Station dba Fast Fuels | 16-499 OLD VOLCANO RD | Keaau | HI | 96749 | KEAAU SERVICE STATION, INC | P.O. BOX 335 | Keaau | HI | 96749 | 92 | 1996-02-01 | Currently In Use |  | 12000 | Gasoline
9-601607 | Keaau Service Station dba Fast Fuels | 16-499 OLD VOLCANO RD | Keaau | HI | 96749 | KEAAU SERVICE STATION, INC | P.O. BOX 335 | Keaau | HI | 96749 | diesel | 1996-02-01 | Currently In Use |  | 3000 | Diesel
9-601607 | Keaau Service Station dba Fast Fuels | 16-499 OLD VOLCANO RD | Keaau | HI | 96749 | KEAAU SERVICE STATION, INC | P.O. BOX 335 | Keaau | HI | 96749 | R-2 | 1929-12-31 | Permanently Out of Use | 1995-05-18 | 3000 | Gasoline
9-203471 | KSSK-FM TRANSMITTER SITE | 165 PALEHUA RIDGE (PALEHUA RD 6 MILES WEST OF WAIPAHU TOWNSHIP) | Ewa Beach | HI | 96706 | PACIFIC STAR COMMUNICATION, INC | 1505 DILLINGHAM BLVD, SUITE 208 | Ewa Beach | HI | 96706 | R-M-1 | 1981-01-01 | Permanently Out of Use | 1999-04-26 | 250 | Diesel
9-100023 | SAND ISLAND 76 | 165 SAND ISLAND ACCESS RD | Honolulu | HI | 96819 | Mid Pac Petroleum LLC | 1100 Alakea Street, 8th floor | Honolulu | HI | 96819 | R-5068-2 | 1964-04-15 | Permanently Out of Use | 1989-01-01 | 6000 | Gasoline
9-100023 | SAND ISLAND 76 | 165 SAND ISLAND ACCESS RD | Honolulu | HI | 96819 | Mid Pac Petroleum LLC | 1100 Alakea Street, 8th floor | Honolulu | HI | 96819 | R-5068-4 | 1964-04-15 | Permanently Out of Use | 1989-06-01 | 550 | Used Oil
9-100023 | SAND ISLAND 76 | 165 SAND ISLAND ACCESS RD | Honolulu | HI | 96819 | Mid Pac Petroleum LLC | 1100 Alakea Street, 8th floor | Honolulu | HI | 96819 | R-I-5068-8 | 1989-06-30 | Permanently Out of Use | 2001-11-01 | 500 | Used Oil
9-100023 | SAND ISLAND 76 | 165 SAND ISLAND ACCESS RD | Honolulu | HI | 96819 | Mid Pac Petroleum LLC | 1100 Alakea Street, 8th floor | Honolulu | HI | 96819 | diesel | 1989-06-30 | Currently in Use |  | 10000 | Diesel
9-100023 | SAND ISLAND 76 | 165 SAND ISLAND ACCESS RD | Honolulu | HI | 96819 | Mid Pac Petroleum LLC | 1100 Alakea Street, 8th floor | Honolulu | HI | 96819 | 87 | 1989-06-30 | Currently in Use |  | 12000 | Gasoline
9-100023 | SAND ISLAND 76 | 165 SAND ISLAND ACCESS RD | Honolulu | HI | 96819 | Mid Pac Petroleum LLC | 1100 Alakea Street, 8th floor | Honolulu | HI | 96819 | R-5068-1 | 1964-04-15 | Permanently Out of Use | 1989-01-01 | 6000 | Gasoline
9-100023 | SAND ISLAND 76 | 165 SAND ISLAND ACCESS RD | Honolulu | HI | 96819 | Mid Pac Petroleum LLC | 1100 Alakea Street, 8th floor | Honolulu | HI | 96819 | R-5068-3 | 1964-04-15 | Permanently Out of Use | 1989-06-01 | 1000 | Diesel
9-100023 | SAND ISLAND 76 | 165 SAND ISLAND ACCESS RD | Honolulu | HI | 96819 | Mid Pac Petroleum LLC | 1100 Alakea Street, 8th floor | Honolulu | HI | 96819 | 92 | 1989-06-30 | Currently in Use |  | 12000 | Gasoline
9-100167 | ALOHA MARINE | 1651 ALA MOANA BLVD | Honolulu | HI | 96815 | TEXACO REFINING & MARKETING INC. | ENVIRONMENTAL SERVICES 800 SW FIRST AVE., SUITE 180 | Honolulu | HI | 96815 | R-7 | 1965-07-07 | Permanently Out of Use |  | 4000 | Not Listed
9-100167 | ALOHA MARINE | 1651 ALA MOANA BLVD | Honolulu | HI | 96815 | TEXACO REFINING & MARKETING INC. | ENVIRONMENTAL SERVICES 800 SW FIRST AVE., SUITE 180 | Honolulu | HI | 96815 | R-2 | 1965-07-07 | Permanently Out of Use |  | 4000 | Diesel
9-100167 | ALOHA MARINE | 1651 ALA MOANA BLVD | Honolulu | HI | 96815 | TEXACO REFINING & MARKETING INC. | ENVIRONMENTAL SERVICES 800 SW FIRST AVE., SUITE 180 | Honolulu | HI | 96815 | R-6 | 1965-07-07 | Permanently Out of Use | 1985-06-01 | 4000 | Not Listed
9-100167 | ALOHA MARINE | 1651 ALA MOANA BLVD | Honolulu | HI | 96815 | TEXACO REFINING & MARKETING INC. | ENVIRONMENTAL SERVICES 800 SW FIRST AVE., SUITE 180 | Honolulu | HI | 96815 | R-4 | 1965-07-07 | Permanently Out of Use |  | 4000 | Gasoline
9-100167 | ALOHA MARINE | 1651 ALA MOANA BLVD | Honolulu | HI | 96815 | TEXACO REFINING & MARKETING INC. | ENVIRONMENTAL SERVICES 800 SW FIRST AVE., SUITE 180 | Honolulu | HI | 96815 | R-3 | 1965-07-07 | Permanently Out of Use |  | 4000 | Diesel
9-100167 | ALOHA MARINE | 1651 ALA MOANA BLVD | Honolulu | HI | 96815 | TEXACO REFINING & MARKETING INC. | ENVIRONMENTAL SERVICES 800 SW FIRST AVE., SUITE 180 | Honolulu | HI | 96815 | R-1 | 1965-07-07 | Permanently Out of Use |  | 1000 | Used Oil
9-100167 | ALOHA MARINE | 1651 ALA MOANA BLVD | Honolulu | HI | 96815 | TEXACO REFINING & MARKETING INC. | ENVIRONMENTAL SERVICES 800 SW FIRST AVE., SUITE 180 | Honolulu | HI | 96815 | R-5 | 1965-07-07 | Permanently Out of Use |  | 4000 | Gasoline
9-500541 | HANA CENTRAL OFFICE | 1652 HANA HWY | Hana | HI | 96713 | Hawaiian Telcom | P.O. Box 2200 | Hana | HI | 96713 | R-1 | 1983-05-08 | Permanently Out of Use | 1998-03-12 | 285 | Other
9-500541 | HANA CENTRAL OFFICE | 1652 HANA HWY | Hana | HI | 96713 | Hawaiian Telcom | P.O. Box 2200 | Hana | HI | 96713 | M-1 | 1998-04-01 | Currently In Use |  | 600 | Diesel
9-603927 | MAIKA'I HFN | 16-570 Kipimana St | Keaau | HI | 96749 | KEAAU SERVICE STATION, INC | P.O. BOX 335 | Keaau | HI | 96749 | 6B | 2012-07-13 | Currently in Use |  | 5000 | Diesel
9-603927 | MAIKA'I HFN | 16-570 Kipimana St | Keaau | HI | 96749 | KEAAU SERVICE STATION, INC | P.O. BOX 335 | Keaau | HI | 96749 | 5B | 2012-07-13 | Currently in Use |  | 7000 | Diesel
9-603927 | MAIKA'I HFN | 16-570 Kipimana St | Keaau | HI | 96749 | KEAAU SERVICE STATION, INC | P.O. BOX 335 | Keaau | HI | 96749 | 4B | 2012-07-13 | Currently in Use |  | 3000 | Diesel
9-603927 | MAIKA'I HFN | 16-570 Kipimana St | Keaau | HI | 96749 | KEAAU SERVICE STATION, INC | P.O. BOX 335 | Keaau | HI | 96749 | 3A | 2012-07-13 | Currently in Use |  | 5000 | Gasoline
9-603927 | MAIKA'I HFN | 16-570 Kipimana St | Keaau | HI | 96749 | KEAAU SERVICE STATION, INC | P.O. BOX 335 | Keaau | HI | 96749 | 2A | 2012-07-13 | Currently in Use |  | 7000 | Gasohol
9-603927 | MAIKA'I HFN | 16-570 Kipimana St | Keaau | HI | 96749 | KEAAU SERVICE STATION, INC | P.O. BOX 335 | Keaau | HI | 96749 | 1A | 2012-07-13 | Currently in Use |  | 3000 | Gasohol
9-603657 | KEAAU SHELL and FOODMART | 16-573 OLD VOLCANO RD | Keaau | HI | 96749 | ALOHA PETROLEUM, LTD. | 1132 BISHOP STREET, SUITE 1700 | Keaau | HI | 96749 | 92 | 1998-01-01 | Currently In Use |  | 12000 | Gasoline
9-603657 | KEAAU SHELL and FOODMART | 16-573 OLD VOLCANO RD | Keaau | HI | 96749 | ALOHA PETROLEUM, LTD. | 1132 BISHOP STREET, SUITE 1700 | Keaau | HI | 96749 | 87 | 1998-01-01 | Currently In Use |  | 12000 | Gasoline
9-100793 | DEEN MORITA PLUMBING, INC. | 1658 AUIKI ST | Honolulu | HI | 96819 | DEEN MORITA PLUMBING, INC. | 1658 AUIKI ST | Honolulu | HI | 96819 | R-002 | 1980-08-08 | Permanently Out of Use |  | 2000 | Other
9-100793 | DEEN MORITA PLUMBING, INC. | 1658 AUIKI ST | Honolulu | HI | 96819 | DEEN MORITA PLUMBING, INC. | 1658 AUIKI ST | Honolulu | HI | 96819 | R-001 | 1972-08-08 | Permanently Out of Use |  | 500 | Other
9-100763 | KALAKAUA TRANSMISSION INC. | 1665 KALAKAUA AVE | Honolulu | HI | 96826 | IMAI BROTHERS ENTERPRISES | 2433 PUUNUI ST | Honolulu | HI | 96826 | R-001 | 1951-07-26 | Permanently Out of Use | 1989-12-01 | 500 | Used Oil
9-100763 | KALAKAUA TRANSMISSION INC. | 1665 KALAKAUA AVE | Honolulu | HI | 96826 | IMAI BROTHERS ENTERPRISES | 2433 PUUNUI ST | Honolulu | HI | 96826 | R-002 | 1951-07-26 | Permanently Out of Use | 1989-12-01 | 500 | Used Oil
9-503723 | MAUI TROPICAL PLANTATION | 1670 HONOAPIILANI HWY | Wailuku | HI | 96793 | MAUI TROPICAL PLANTATION | 1670 HONOAPIILANI HWY | Wailuku | HI | 96793 | R-2 | 2001-07-25 | Permanently Out of Use | 2001-08-01 | 500 | Diesel
9-503723 | MAUI TROPICAL PLANTATION | 1670 HONOAPIILANI HWY | Wailuku | HI | 96793 | MAUI TROPICAL PLANTATION | 1670 HONOAPIILANI HWY | Wailuku | HI | 96793 | R-1 | 2001-07-25 | Permanently Out of Use | 2001-08-01 | 500 | Gasoline
9-100834 | GAS 'N GLO INC | 1670 MAKALOA ST | Honolulu | HI | 96814 | GAS 'N GLO INC |  | Honolulu | HI | 96814 | R-3 | 1983-04-03 | Permanently Out of Use | 1998-05-20 | 10000 | Gasoline
9-100834 | GAS 'N GLO INC | 1670 MAKALOA ST | Honolulu | HI | 96814 | GAS 'N GLO INC |  | Honolulu | HI | 96814 | R-1 | 1983-04-03 | Permanently Out of Use | 1998-05-20 | 10000 | Gasoline
9-100834 | GAS 'N GLO INC | 1670 MAKALOA ST | Honolulu | HI | 96814 | GAS 'N GLO INC |  | Honolulu | HI | 96814 | R-5 | 1983-04-03 | Permanently Out of Use | 1998-05-20 | 5000 | Diesel
9-100834 | GAS 'N GLO INC | 1670 MAKALOA ST | Honolulu | HI | 96814 | GAS 'N GLO INC |  | Honolulu | HI | 96814 | R-4 | 1983-04-03 | Permanently Out of Use | 1998-05-20 | 5000 | Gasoline
9-100834 | GAS 'N GLO INC | 1670 MAKALOA ST | Honolulu | HI | 96814 | GAS 'N GLO INC |  | Honolulu | HI | 96814 | R-2 | 1983-04-03 | Permanently Out of Use | 1998-05-20 | 10000 | Gasoline
9-600708 | TESORO GAS EXPRESS 82 | 1672 KAMEHAMEHA AVE | Hilo | HI | 96720 | Tesoro Refining & Marketing Company, LLC | 3450 S. 344th Way, Suite 201 | Hilo | HI | 96720 | r-92 | 1988-04-01 | Permanently Out of Use | 2005-05-04 | 8000 | Gasoline
9-600708 | TESORO GAS EXPRESS 82 | 1672 KAMEHAMEHA AVE | Hilo | HI | 96720 | Tesoro Refining & Marketing Company, LLC | 3450 S. 344th Way, Suite 201 | Hilo | HI | 96720 | r-87 | 1988-04-01 | Permanently Out of Use | 2005-05-04 | 8000 | Gasoline
9-600708 | TESORO GAS EXPRESS 82 | 1672 KAMEHAMEHA AVE | Hilo | HI | 96720 | Tesoro Refining & Marketing Company, LLC | 3450 S. 344th Way, Suite 201 | Hilo | HI | 96720 | R-5 | 1956-05-11 | Permanently Out of Use | 1994-04-17 | 500 | Used Oil
9-600708 | TESORO GAS EXPRESS 82 | 1672 KAMEHAMEHA AVE | Hilo | HI | 96720 | Tesoro Refining & Marketing Company, LLC | 3450 S. 344th Way, Suite 201 | Hilo | HI | 96720 | R-2 | 1956-05-11 | Permanently Out of Use | 1994-04-17 | 2000 | Gasoline
9-600708 | TESORO GAS EXPRESS 82 | 1672 KAMEHAMEHA AVE | Hilo | HI | 96720 | Tesoro Refining & Marketing Company, LLC | 3450 S. 344th Way, Suite 201 | Hilo | HI | 96720 | R-1 | 1956-05-11 | Permanently Out of Use | 1994-04-17 | 3000 | Gasoline
9-600575 | KEAAU CENTRAL OFFICE | 16-793 MILO ST | Keaau | HI | 96749 | Hawaiian Telcom | P.O. Box 2200 | Keaau | HI | 96749 | M-1 | 1991-12-01 | Currently In Use |  | 550 | Diesel
9-600575 | KEAAU CENTRAL OFFICE | 16-793 MILO ST | Keaau | HI | 96749 | Hawaiian Telcom | P.O. Box 2200 | Keaau | HI | 96749 | R-1 | 1971-05-08 | Permanently Out of Use | 1991-12-12 | 345 | Diesel
9-501606 | IX CORPS, MAUI RESERVE CENTER | 1686 KAAHUMANU AVE, BLDG 8 | Wailuku | HI | 96793 | U.S. ARMY SUPPORT COMMAND, HAWAII DPW | BLDG 105, WHEELER ARMY AIRFIELD | Wailuku | HI | 96793 | R-IX-2 | 1978-01-01 | Permanently Out of Use |  | 500 | Diesel
9-501606 | IX CORPS, MAUI RESERVE CENTER | 1686 KAAHUMANU AVE, BLDG 8 | Wailuku | HI | 96793 | U.S. ARMY SUPPORT COMMAND, HAWAII DPW | BLDG 105, WHEELER ARMY AIRFIELD | Wailuku | HI | 96793 | R-IX-1 | 1978-01-01 | Permanently Out of Use |  | 500 | Gasoline
9-100015 | TENNEY'S BISHOP UNION | 169 S BERETANIA ST | Honolulu | HI | 96813 | UNOCAL CORPORATION | 3915 Mission Avenue #7416 | Honolulu | HI | 96813 | R-5 | 1983-12-31 | Permanently Out of Use | 1992-05-19 | 10000 | Gasoline
9-100015 | TENNEY'S BISHOP UNION | 169 S BERETANIA ST | Honolulu | HI | 96813 | UNOCAL CORPORATION | 3915 Mission Avenue #7416 | Honolulu | HI | 96813 | R-4 | 1954-01-01 | Permanently Out of Use | 1983-01-01 | 7500 | Not Listed
9-100015 | TENNEY'S BISHOP UNION | 169 S BERETANIA ST | Honolulu | HI | 96813 | UNOCAL CORPORATION | 3915 Mission Avenue #7416 | Honolulu | HI | 96813 | R-4 | 1983-04-02 | Permanently Out of Use | 1992-05-19 | 10000 | Gasoline
9-100015 | TENNEY'S BISHOP UNION | 169 S BERETANIA ST | Honolulu | HI | 96813 | UNOCAL CORPORATION | 3915 Mission Avenue #7416 | Honolulu | HI | 96813 | R-5 | 1954-01-01 | Permanently Out of Use | 1983-01-01 | 5000 | Not Listed
9-100015 | TENNEY'S BISHOP UNION | 169 S BERETANIA ST | Honolulu | HI | 96813 | UNOCAL CORPORATION | 3915 Mission Avenue #7416 | Honolulu | HI | 96813 | R-6 | 1987-01-01 | Permanently Out of Use | 1992-05-19 | 550 | Used Oil
9-100015 | TENNEY'S BISHOP UNION | 169 S BERETANIA ST | Honolulu | HI | 96813 | UNOCAL CORPORATION | 3915 Mission Avenue #7416 | Honolulu | HI | 96813 | R-6 | 1954-04-01 | Permanently Out of Use | 1987-12-30 | 550 | Used Oil
9-101427 | HONOLULU INTERNATIONAL COUNTRY CLUB | 1690 ALA PUUMALU ST | Honolulu | HI | 96818 | HONOLULU INTERNATIONAL COUNTRY CLUB | 1690 ALA PUUMALU ST | Honolulu | HI | 96818 | R-2 | 1976-04-01 | Permanently Out of Use | 1993-10-18 | 1000 | Gasoline
9-101427 | HONOLULU INTERNATIONAL COUNTRY CLUB | 1690 ALA PUUMALU ST | Honolulu | HI | 96818 | HONOLULU INTERNATIONAL COUNTRY CLUB | 1690 ALA PUUMALU ST | Honolulu | HI | 96818 | 1 | 1980-08-23 | Permanently Out of Use | 1985-04-01 | 1000 | Diesel
9-603156 | Harper Car & Truck Rentals of Hawaii | 1690 Kamehameha Ave | Hilo | HI | 96720 | Harper Car & Truck Rentals of Hawaii | 4456 KALANIANAOLE AVE | Hilo | HI | 96720 | R-2 |  | Permanently Out of Use | 1996-04-02 | 8050 | Gasoline
9-603156 | Harper Car & Truck Rentals of Hawaii | 1690 Kamehameha Ave | Hilo | HI | 96720 | Harper Car & Truck Rentals of Hawaii | 4456 KALANIANAOLE AVE | Hilo | HI | 96720 | R-1 |  | Permanently Out of Use | 1996-04-02 | 1000 | Diesel
9-601325 | Kilauea 76 | 1698 KILAUEA AVE | Hilo | HI | 96720 | Mid Pac Petroleum LLC | 1100 Alakea St., 8th Floor | Hilo | HI | 96720 | 92 | 1998-12-01 | Currently In Use |  | 8000 | Gasoline
9-601325 | Kilauea 76 | 1698 KILAUEA AVE | Hilo | HI | 96720 | Mid Pac Petroleum LLC | 1100 Alakea St., 8th Floor | Hilo | HI | 96720 | R-2 | 1976-05-05 | Permanently Out of Use | 1998-11-24 | 1000 | Diesel
9-601325 | Kilauea 76 | 1698 KILAUEA AVE | Hilo | HI | 96720 | Mid Pac Petroleum LLC | 1100 Alakea St., 8th Floor | Hilo | HI | 96720 | 7 | 1998-12-01 | Currently In Use |  | 4000 | Diesel
9-601325 | Kilauea 76 | 1698 KILAUEA AVE | Hilo | HI | 96720 | Mid Pac Petroleum LLC | 1100 Alakea St., 8th Floor | Hilo | HI | 96720 | R-3 | 1976-05-05 | Permanently Out of Use | 1998-11-24 | 2000 | Gasoline
9-601325 | Kilauea 76 | 1698 KILAUEA AVE | Hilo | HI | 96720 | Mid Pac Petroleum LLC | 1100 Alakea St., 8th Floor | Hilo | HI | 96720 | R-1 | 1976-05-05 | Permanently Out of Use | 1998-11-24 | 2000 | Gasoline
9-601325 | Kilauea 76 | 1698 KILAUEA AVE | Hilo | HI | 96720 | Mid Pac Petroleum LLC | 1100 Alakea St., 8th Floor | Hilo | HI | 96720 | 87 | 1998-12-01 | Currently In Use |  | 12000 | Gasoline
9-601325 | Kilauea 76 | 1698 KILAUEA AVE | Hilo | HI | 96720 | Mid Pac Petroleum LLC | 1100 Alakea St., 8th Floor | Hilo | HI | 96720 | R-4 | 1976-05-05 | Permanently Out of Use | 1998-11-24 | 3000 | Gasoline
9-100961 | HONOLULU GENERATING STATION | 170 ALA MOANA BLVD | Honolulu | HI | 96813 | HAWAIIAN ELECTRIC CO., INC. | P.O. BOX 2750 | Honolulu | HI | 96813 | R-01 | 1968-11-16 | Permanently Out of Use |  | 1000 | Gasoline
9-100322 | AIM DILLINGHAM | 1701 DILLINGHAM BLVD. | Honolulu | HI | 96819 | ALOHA PETROLEUM, LTD. | 1132 Bishop Street, Suite 1700 | Honolulu | HI | 96819 | R-6 | 1963-01-01 | Permanently Out of Use | 1983-01-01 |  | Not Listed
9-100322 | AIM DILLINGHAM | 1701 DILLINGHAM BLVD. | Honolulu | HI | 96819 | ALOHA PETROLEUM, LTD. | 1132 Bishop Street, Suite 1700 | Honolulu | HI | 96819 | R-8 | 1963-01-01 | Permanently Out of Use | 1983-01-01 |  | Used Oil
9-100322 | AIM DILLINGHAM | 1701 DILLINGHAM BLVD. | Honolulu | HI | 96819 | ALOHA PETROLEUM, LTD. | 1132 Bishop Street, Suite 1700 | Honolulu | HI | 96819 | R-7 | 1963-01-01 | Permanently Out of Use | 1983-01-01 |  | Not Listed
9-100322 | AIM DILLINGHAM | 1701 DILLINGHAM BLVD. | Honolulu | HI | 96819 | ALOHA PETROLEUM, LTD. | 1132 Bishop Street, Suite 1700 | Honolulu | HI | 96819 | 3 | 1983-02-07 | Currently In Use |  | 10000 | Diesel
9-100322 | AIM DILLINGHAM | 1701 DILLINGHAM BLVD. | Honolulu | HI | 96819 | ALOHA PETROLEUM, LTD. | 1132 Bishop Street, Suite 1700 | Honolulu | HI | 96819 | 87 | 1983-02-07 | Currently In Use |  | 10000 | Gasohol
9-100322 | AIM DILLINGHAM | 1701 DILLINGHAM BLVD. | Honolulu | HI | 96819 | ALOHA PETROLEUM, LTD. | 1132 Bishop Street, Suite 1700 | Honolulu | HI | 96819 | R-1 |  | Permanently Out of Use | 1963-01-01 |  | Not Listed
9-100322 | AIM DILLINGHAM | 1701 DILLINGHAM BLVD. | Honolulu | HI | 96819 | ALOHA PETROLEUM, LTD. | 1132 Bishop Street, Suite 1700 | Honolulu | HI | 96819 | R-2 |  | Permanently Out of Use | 1963-01-01 |  | Not Listed
9-100322 | AIM DILLINGHAM | 1701 DILLINGHAM BLVD. | Honolulu | HI | 96819 | ALOHA PETROLEUM, LTD. | 1132 Bishop Street, Suite 1700 | Honolulu | HI | 96819 | R-3 | 1963-01-01 | Permanently Out of Use | 1983-01-01 |  | Not Listed
9-100322 | AIM DILLINGHAM | 1701 DILLINGHAM BLVD. | Honolulu | HI | 96819 | ALOHA PETROLEUM, LTD. | 1132 Bishop Street, Suite 1700 | Honolulu | HI | 96819 | R-4 | 1963-01-01 | Permanently Out of Use | 1983-01-01 |  | Not Listed
9-100322 | AIM DILLINGHAM | 1701 DILLINGHAM BLVD. | Honolulu | HI | 96819 | ALOHA PETROLEUM, LTD. | 1132 Bishop Street, Suite 1700 | Honolulu | HI | 96819 | R-5 | 1963-01-01 | Permanently Out of Use | 1983-01-01 |  | Not Listed
9-100322 | AIM DILLINGHAM | 1701 DILLINGHAM BLVD. | Honolulu | HI | 96819 | ALOHA PETROLEUM, LTD. | 1132 Bishop Street, Suite 1700 | Honolulu | HI | 96819 | 92 | 1983-02-07 | Currently In Use |  | 10000 | Gasohol
9-102957 | MODERN MACARONI CO, LTD | 1708 MARY ST | Honolulu | HI | 96819 | MODERN MACARONI CO, LTD | 1708 MARY ST | Honolulu | HI | 96819 | R-1 | 1969-01-01 | Permanently Out of Use | 1994-06-27 | 550 | Diesel
9-100358 | UNIVERSAL SHEETMETAL, INC. | 1711 KALANI ST | Honolulu | HI | 96819 | UNIVERSAL SHEETMETAL, INC. | 1711 KALANI ST | Honolulu | HI | 96819 | 01 | 1971-04-16 | Permanently Out of Use |  | 1000 | Gasoline
9-102519 | JUNE OTAKA | 1714 COLBURN ST | Honolulu | HI | 96819 | JUNE S. OTAKA | 900 FORT ST MALL, #1330 | Honolulu | HI | 96819 | R-2 | 1947-12-30 | Permanently Out of Use | 1991-11-08 | 550 | Other
9-102519 | JUNE OTAKA | 1714 COLBURN ST | Honolulu | HI | 96819 | JUNE S. OTAKA | 900 FORT ST MALL, #1330 | Honolulu | HI | 96819 | R-1 | 1947-12-30 | Permanently Out of Use | 1991-11-08 | 550 | Diesel
9-100163 | ASSOCIATED STEEL WORKERS, LTD. | 1714 SILVA ST | Honolulu | HI | 96819 | ASSOCIATED STEEL WORKERS, LTD. | P.O. BOX 488 | Honolulu | HI | 96819 | R-1 | 1953-03-15 | Permanently Out of Use | 1988-12-31 | 1000 | Gasoline
9-101236 | KALIHI CHEVRON SELF SERVE 93183 | 1715 N KING ST | Honolulu | HI | 96819 | CHEVRON PRODUCTS COMPANY | Attn Permit Desk PO Box 6004 | Honolulu | HI | 96819 | 92 | 1978-04-21 | Currently in Use |  | 10000 | Gasoline
9-101236 | KALIHI CHEVRON SELF SERVE 93183 | 1715 N KING ST | Honolulu | HI | 96819 | CHEVRON PRODUCTS COMPANY | Attn Permit Desk PO Box 6004 | Honolulu | HI | 96819 | 87 | 1978-04-21 | Currently in Use |  | 10000 | Gasoline
9-101236 | KALIHI CHEVRON SELF SERVE 93183 | 1715 N KING ST | Honolulu | HI | 96819 | CHEVRON PRODUCTS COMPANY | Attn Permit Desk PO Box 6004 | Honolulu | HI | 96819 | 87 | 1978-04-21 | Currently in Use |  | 10000 | Gasoline
9-102185 | ALLIED BUILDERS SYSTEM DBA RAM C | 1717 AKAHI ST | Honolulu | HI | 96819 | ALLIED BUILDERS SYSTEM | 1717 AKAHI ST, 3RD FLOOR | Honolulu | HI | 96819 | R-1 | 1976-08-31 | Permanently Out of Use | 1990-12-27 | 1000 | Gasoline
9-102953 | ISLAND ROOFING, INC | 1717 SILVA ST | Honolulu | HI | 96819 | ISLAND ROOFING, INC | 1717 SILVA ST | Honolulu | HI | 96819 | R-1 | 1984-01-01 | Permanently Out of Use | 1994-07-01 | 1000 | Gasoline
9-100259 | K. MIURA PLUMBING, INC. | 1718 HAU ST | Honolulu | HI | 96819 | K. MIURA PLUMBING, INC. | 1718 HAU ST | Honolulu | HI | 96819 | R-1 | 1974-04-29 | Permanently Out of Use | 1991-10-01 | 800 | Gasoline
9-500768 | ISLAND MOVERS, INC. | 172 ALAMAHA ST | Kahului | HI | 96732 | ISLAND MOVERS, INC. |  | Kahului | HI | 96732 | R-003 | 1980-05-28 | Permanently Out of Use | 1996-06-25 | 1000 | Diesel
9-500768 | ISLAND MOVERS, INC. | 172 ALAMAHA ST | Kahului | HI | 96732 | ISLAND MOVERS, INC. |  | Kahului | HI | 96732 | R-002 | 1980-05-28 | Permanently Out of Use | 1996-06-25 | 1000 | Gasoline
9-500768 | ISLAND MOVERS, INC. | 172 ALAMAHA ST | Kahului | HI | 96732 | ISLAND MOVERS, INC. |  | Kahului | HI | 96732 | R-001 | 1980-05-28 | Permanently Out of Use | 1996-06-25 | 1000 | Gasoline
9-103945 | Kalakaua Gardens | 1723 Kalakaua Ave | Honolulu | HI | 96813 | Island Paradise Investments, LP | 3130 La Selva St #109 | Honolulu | HI | 96813 | 1 | 2015-02-19 | Currently In Use |  | 4000 | Diesel
9-103945 | Kalakaua Gardens | 1723 Kalakaua Ave | Honolulu | HI | 96813 | Island Paradise Investments, LP | 3130 La Selva Street #109 | Honolulu | HI | 96813 | 1 | 2015-02-19 | Currently In Use |  | 4000 | Diesel
9-100166 | ALLIED FLOOR CORPORATION | 1727 DEMOCRAT ST | Honolulu | HI | 96819 | ALLIED FLOOR CORPORATION | 1727 DEMOCRAT ST | Honolulu | HI | 96819 | R-001 | 1966-05-07 | Permanently Out of Use | 1990-10-16 | 1000 | Gasoline
9-102020 | APOLLO SYSTEMS, INC | 1728 HOMERULE ST | Honolulu | HI | 96819 | LAU CHEE, INC | 1835 ST. LOUIS DRIVE | Honolulu | HI | 96819 | R-1 |  | Permanently Out of Use | 1990-07-16 | 500 | Gasoline
9-102408 | STATE T.L. EQUIPMENT CORP. (EQUI | 1729 HOMERULE ST | Honolulu | HI | 96819 | STATE TL EQUIPMENT CORP. | 1805 HOMERULE ST | Honolulu | HI | 96819 | R-3 | 1980-05-07 | Permanently Out of Use | 1991-06-30 | 1000 | Diesel
9-102408 | STATE T.L. EQUIPMENT CORP. (EQUI | 1729 HOMERULE ST | Honolulu | HI | 96819 | STATE TL EQUIPMENT CORP. | 1805 HOMERULE ST | Honolulu | HI | 96819 | R-2 | 1980-05-07 | Permanently Out of Use | 1991-06-30 | 1000 | Diesel
9-102408 | STATE T.L. EQUIPMENT CORP. (EQUI | 1729 HOMERULE ST | Honolulu | HI | 96819 | STATE TL EQUIPMENT CORP. | 1805 HOMERULE ST | Honolulu | HI | 96819 | R-1 | 1991-06-30 | Permanently Out of Use | 1992-12-11 | 1000 | Diesel
9-102792 | KEKAULIKE EWA BLOCK | 173 N HOTEL ST | Honolulu | HI | 96813 | C&C OF HNL - DEPT OF HOUSING AND COMM DEVELOPMENT | 650 SOUTH KING ST, 5TH FLOOR | Honolulu | HI | 96813 | R-3 |  | Permanently Out of Use | 1995-06-03 | 300 | Unknown
9-102792 | KEKAULIKE EWA BLOCK | 173 N HOTEL ST | Honolulu | HI | 96813 | C&C OF HNL - DEPT OF HOUSING AND COMM DEVELOPMENT | 650 SOUTH KING ST, 5TH FLOOR | Honolulu | HI | 96813 | R-2 |  | Permanently Out of Use | 1995-06-03 | 2800 | Diesel
9-100321 | TAGAMI AUTO SERVICE, LTD. | 1733 KAHAI ST | Honolulu | HI | 96819 | TAGAMI AUTO SERVICE, LTD. | 1733 KAHAI ST | Honolulu | HI | 96819 | P-2 | 1949-04-08 | Permanently Out of Use |  | 550 | Used Oil
9-100321 | TAGAMI AUTO SERVICE, LTD. | 1733 KAHAI ST | Honolulu | HI | 96819 | TAGAMI AUTO SERVICE, LTD. | 1733 KAHAI ST | Honolulu | HI | 96819 | R-3 | 1969-04-08 | Permanently Out of Use | 2000-03-11 | 3000 | Gasoline
9-100321 | TAGAMI AUTO SERVICE, LTD. | 1733 KAHAI ST | Honolulu | HI | 96819 | TAGAMI AUTO SERVICE, LTD. | 1733 KAHAI ST | Honolulu | HI | 96819 | R-4 | 1969-04-08 | Permanently Out of Use | 2000-03-11 | 3000 | Gasoline
9-100321 | TAGAMI AUTO SERVICE, LTD. | 1733 KAHAI ST | Honolulu | HI | 96819 | TAGAMI AUTO SERVICE, LTD. | 1733 KAHAI ST | Honolulu | HI | 96819 | P-1 | 1949-04-08 | Permanently Out of Use |  | 550 | Used Oil
9-103007 | NAKAI ELECTRICAL SERVICE | 1734 REPUBLICAN ST | Honolulu | HI | 96819 | NAKAI ELECTRICAL SERVICE | 1734 REPUBLICAN ST | Honolulu | HI | 96819 | R-1 | 1982-06-01 | Permanently Out of Use | 1995-03-03 | 750 | Gasoline
9-602718 | KEAAU SERVICE STATION INC. DBA Maika'i 76 | 17-349 HWY 11 | Kurtistown | HI | 96760 | KEAAU SERVICE STATION, INC DBA BJ'S 76 | 4809 HWY 11 | Kurtistown | HI | 96760 | R-1 | 1967-01-01 | Permanently Out of Use | 1997-10-03 | 6000 | Gasoline
9-602718 | KEAAU SERVICE STATION INC. DBA Maika'i 76 | 17-349 HWY 11 | Kurtistown | HI | 96760 | KEAAU SERVICE STATION, INC DBA BJ'S 76 | 4809 HWY 11 | Kurtistown | HI | 96760 | 3 | 1997-09-01 | Currently in Use |  | 2000 | Diesel
9-602718 | KEAAU SERVICE STATION INC. DBA Maika'i 76 | 17-349 HWY 11 | Kurtistown | HI | 96760 | KEAAU SERVICE STATION, INC DBA BJ'S 76 | 4809 HWY 11 | Kurtistown | HI | 96760 | 2 | 1997-09-01 | Currently in Use |  | 10000 | Gasohol
9-602718 | KEAAU SERVICE STATION INC. DBA Maika'i 76 | 17-349 HWY 11 | Kurtistown | HI | 96760 | KEAAU SERVICE STATION, INC DBA BJ'S 76 | 4809 HWY 11 | Kurtistown | HI | 96760 | R-3 | 1971-01-01 | Permanently Out of Use | 1997-10-03 | 7000 | Gasoline
9-602718 | KEAAU SERVICE STATION INC. DBA Maika'i 76 | 17-349 HWY 11 | Kurtistown | HI | 96760 | KEAAU SERVICE STATION, INC DBA BJ'S 76 | 4809 HWY 11 | Kurtistown | HI | 96760 | R-2 | 1967-01-01 | Permanently Out of Use | 1997-10-03 | 6000 | Gasoline
9-602718 | KEAAU SERVICE STATION INC. DBA Maika'i 76 | 17-349 HWY 11 | Kurtistown | HI | 96760 | KEAAU SERVICE STATION, INC DBA BJ'S 76 | 4809 HWY 11 | Kurtistown | HI | 96760 | 1 | 1997-09-01 | Currently in Use |  | 12000 | Gasohol
9-101426 | B & A AUTOMOTIVE | 1739 LILIHA ST | Honolulu | HI | 96817 | B & A AUTOMOTIVE | 1739 LILIHA ST | Honolulu | HI | 96817 | R-2 | 1951-03-29 | Permanently Out of Use | 1994-01-05 | 1000 | Gasoline
9-101426 | B & A AUTOMOTIVE | 1739 LILIHA ST | Honolulu | HI | 96817 | B & A AUTOMOTIVE | 1739 LILIHA ST | Honolulu | HI | 96817 | R-1 | 1951-03-29 | Permanently Out of Use | 1994-01-05 | 1000 | Gasoline
9-100079 | C&CH KALIHI FIRE STATION | 1742 N KING ST | Honolulu | HI | 96819 | C&C OF HNL - HONOLULU FIRE DEPARATMENT | 636 South Street | Honolulu | HI | 96819 | R-2 |  | Permanently Out of Use | 1993-06-06 | 550 | Gasoline
9-100079 | C&CH KALIHI FIRE STATION | 1742 N KING ST | Honolulu | HI | 96819 | C&C OF HNL - HONOLULU FIRE DEPARATMENT | 636 South Street | Honolulu | HI | 96819 | R-1 | 1980-09-02 | Permanently Out of Use | 1993-05-03 | 1000 | Gasoline
9-103716 | R&S PLUMBING INC | 1744 HOE ST | Honolulu | HI | 96819 | REX TANAKA | R&S PLUMBING, INC 1744 HOE ST | Honolulu | HI | 96819 | R-1 |  | Permanently Out of Use | 2001-05-25 | 1000 | Gasoline
9-102069 | LILIHA CHEVRON | 1748 LILIHA ST | Honolulu | HI | 96817 | TAKEO NAGAMORI | 708 TWIN VIEW DR | Honolulu | HI | 96817 | R-4 | 1991-01-30 | Permanently Out of Use | 1994-12-17 | 3000 | Gasoline
9-102069 | LILIHA CHEVRON | 1748 LILIHA ST | Honolulu | HI | 96817 | TAKEO NAGAMORI | 708 TWIN VIEW DR | Honolulu | HI | 96817 | R-2 | 1969-12-30 | Permanently Out of Use | 1994-12-16 | 7300 | Gasoline
9-102069 | LILIHA CHEVRON | 1748 LILIHA ST | Honolulu | HI | 96817 | TAKEO NAGAMORI | 708 TWIN VIEW DR | Honolulu | HI | 96817 | R-1 |  | Permanently Out of Use | 1992-03-30 | 3000 | Gasoline
9-102069 | LILIHA CHEVRON | 1748 LILIHA ST | Honolulu | HI | 96817 | TAKEO NAGAMORI | 708 TWIN VIEW DR | Honolulu | HI | 96817 | R-3 | 1992-01-30 | Permanently Out of Use | 1994-12-16 | 2000 | Gasoline
9-102069 | LILIHA CHEVRON | 1748 LILIHA ST | Honolulu | HI | 96817 | TAKEO NAGAMORI | 708 TWIN VIEW DR | Honolulu | HI | 96817 | R-5 |  | Permanently Out of Use | 1994-12-16 | 1000 | Gasoline
9-600694 | BAYFRONT SERVICE INC | 175 WIWOOLE ST | Hilo | HI | 96720 | BAYFRONT SERVICE INC. | 175 WIWOOLE ST | Hilo | HI | 96720 | R-001 | 1971-07-22 | Permanently Out of Use | 1978-12-30 | 2000 | Gasoline
9-600694 | BAYFRONT SERVICE INC | 175 WIWOOLE ST | Hilo | HI | 96720 | BAYFRONT SERVICE INC. | 175 WIWOOLE ST | Hilo | HI | 96720 | R-002 | 1971-07-22 | Permanently Out of Use | 1978-12-30 | 2000 | Gasoline
9-101196 | 7-11 NUUANU | 1755 NUUANU AVE | Honolulu | HI | 96817 | Mid Pac Petroleum LLC | 1100 Alakea Street, 8th floor | Honolulu | HI | 96817 | 87 | 1993-10-01 | Currently In Use |  | 10000 | Gasoline
9-101196 | 7-11 NUUANU | 1755 NUUANU AVE | Honolulu | HI | 96817 | Mid Pac Petroleum LLC | 1100 Alakea Street, 8th floor | Honolulu | HI | 96817 | 92 | 1993-10-01 | Currently In Use |  | 10000 | Gasoline
9-101196 | 7-11 NUUANU | 1755 NUUANU AVE | Honolulu | HI | 96817 | Mid Pac Petroleum LLC | 1100 Alakea Street, 8th floor | Honolulu | HI | 96817 | R-3 | 1970-01-01 | Permanently Out of Use | 1993-10-06 | 8000 | Gasoline
9-101196 | 7-11 NUUANU | 1755 NUUANU AVE | Honolulu | HI | 96817 | Mid Pac Petroleum LLC | 1100 Alakea Street, 8th floor | Honolulu | HI | 96817 | R-1 | 1968-04-04 | Permanently Out of Use | 1993-10-06 | 4000 | Gasoline
9-101196 | 7-11 NUUANU | 1755 NUUANU AVE | Honolulu | HI | 96817 | Mid Pac Petroleum LLC | 1100 Alakea Street, 8th floor | Honolulu | HI | 96817 | R-2 | 1968-04-04 | Permanently Out of Use | 1993-10-06 | 6000 | Gasoline
9-502438 | Maui County LAHAINA FIRE STATION | 1762 HONOAPIILANI HWY | Lahaina | HI | 96761 | COUNTY OF MAUI - FIRE DEPT | 200 S HIGH ST 3RD FLOOR | Lahaina | HI | 96761 | R-1 | 1972-01-31 | Permanently Out of Use | 1991-05-15 | 5000 | Gasoline
9-102181 | ILIKAI HOTEL | 1777 ALA MOANA BLVD | Honolulu | HI | 96815 | ILIKAI HOTEL | 1777 ALA MOANA BLVD | Honolulu | HI | 96815 | R-1 |  | Permanently Out of Use | 1990-05-15 | 10000 | Diesel
9-101921 | DISCOVERY BAY | 1778 ALA MOANA BLVD | Honolulu | HI | 96815 | DISCOVERY BAY | 1778 ALA MOANA BLVD | Honolulu | HI | 96815 | R-1 | 1977-02-05 | Permanently Out of Use | 1990-01-04 | 2000 | Diesel
9-500384 | GOMES CONSTRUCTION & REPAIRS INC | 1790 MILL ST | Wailuku | HI | 96793 | GOMES CONSTRUCTION & REPAIRS INC | 1790 MILL | Wailuku | HI | 96793 | R-1 | 1968-04-10 | Permanently Out of Use | 1994-02-01 | 550 | Gasoline
9-600590 | NINOLE RADIO STATION | 18 MILES NORTH OF HILO | Ninole | HI | 96773 | VERIZON HAWAII | 1177 BISHOP ST. P.O. BOX 2200 Hon.HI 96841 | Ninole | HI | 96773 | R-1 | 1965-05-07 | Permanently Out of Use | 1992-02-27 | 120 | Gasoline
9-600449 | S.K. ODA, LTD. | 180 KALANIKOA ST | Hilo | HI | 96720 | S.K. ODA, LTD. | 1088 WAIHOLO ST | Hilo | HI | 96720 | R-1 | 1961-03-21 | Permanently Out of Use |  | 6000 | Gasoline
9-103515 | A.L. KILGO CO., INC | 180 SAND ISLAND RD | Honolulu | HI | 96819 | A.L. KILGO | 180 SAND ISLAND ROAD | Honolulu | HI | 96819 | R-1 |  | Permanently Out of Use | 1999-03-15 | 550 | Gasoline
9-101267 | DOLLAR RENT-A-CAR | 1801 KALAKAUA AVE | Honolulu | HI | 96815 | PACIFIC INTERNATIONAL SERVICES | 1600 KAPIOLANI BLVD. #825 | Honolulu | HI | 96815 | R-4 | 1962-06-30 | Permanently Out of Use | 1979-06-15 |  | Used Oil
9-101267 | DOLLAR RENT-A-CAR | 1801 KALAKAUA AVE | Honolulu | HI | 96815 | PACIFIC INTERNATIONAL SERVICES | 1600 KAPIOLANI BLVD. #825 | Honolulu | HI | 96815 | R-2 | 1962-06-30 | Permanently Out of Use | 1979-06-15 |  | Gasoline
9-101267 | DOLLAR RENT-A-CAR | 1801 KALAKAUA AVE | Honolulu | HI | 96815 | PACIFIC INTERNATIONAL SERVICES | 1600 KAPIOLANI BLVD. #825 | Honolulu | HI | 96815 | R-3 | 1962-06-30 | Permanently Out of Use | 1979-06-15 |  | Gasoline
9-101267 | DOLLAR RENT-A-CAR | 1801 KALAKAUA AVE | Honolulu | HI | 96815 | PACIFIC INTERNATIONAL SERVICES | 1600 KAPIOLANI BLVD. #825 | Honolulu | HI | 96815 | R-6 |  | Permanently Out of Use |  | 5000 | Gasoline
9-101267 | DOLLAR RENT-A-CAR | 1801 KALAKAUA AVE | Honolulu | HI | 96815 | PACIFIC INTERNATIONAL SERVICES | 1600 KAPIOLANI BLVD. #825 | Honolulu | HI | 96815 | R-7 |  | Permanently Out of Use |  | 10000 | Gasoline
9-101267 | DOLLAR RENT-A-CAR | 1801 KALAKAUA AVE | Honolulu | HI | 96815 | PACIFIC INTERNATIONAL SERVICES | 1600 KAPIOLANI BLVD. #825 | Honolulu | HI | 96815 | R-1 | 1962-06-30 | Permanently Out of Use | 1979-06-15 |  | Gasoline
9-600013 | Mid Pac Petroleum 2705956 | 1801 KAMEHAMEHA AVE | Hilo | HI | 96720 | Mid Pac Petroleum LLC | 1100 Alakea St., 8th Floor | Hilo | HI | 96720 | R-5361-4 | 1968-04-15 | Permanently Out of Use | 1997-12-18 | 550 | Used Oil
9-600013 | Mid Pac Petroleum 2705956 | 1801 KAMEHAMEHA AVE | Hilo | HI | 96720 | Mid Pac Petroleum LLC | 1100 Alakea St., 8th Floor | Hilo | HI | 96720 | R-5361-1 | 1968-04-15 | Permanently Out of Use | 1997-12-18 | 8000 | Gasoline
9-600013 | Mid Pac Petroleum 2705956 | 1801 KAMEHAMEHA AVE | Hilo | HI | 96720 | Mid Pac Petroleum LLC | 1100 Alakea St., 8th Floor | Hilo | HI | 96720 | R-5361-2 | 1968-04-15 | Permanently Out of Use | 1997-12-18 | 8000 | Gasoline
9-600013 | Mid Pac Petroleum 2705956 | 1801 KAMEHAMEHA AVE | Hilo | HI | 96720 | Mid Pac Petroleum LLC | 1100 Alakea St., 8th Floor | Hilo | HI | 96720 | 2B | 1998-01-01 | Currently In Use |  | 4000 | Diesel
9-600013 | Mid Pac Petroleum 2705956 | 1801 KAMEHAMEHA AVE | Hilo | HI | 96720 | Mid Pac Petroleum LLC | 1100 Alakea St., 8th Floor | Hilo | HI | 96720 | 2A - 92 | 1998-01-01 | Currently In Use |  | 8000 | Gasoline
9-600013 | Mid Pac Petroleum 2705956 | 1801 KAMEHAMEHA AVE | Hilo | HI | 96720 | Mid Pac Petroleum LLC | 1100 Alakea St., 8th Floor | Hilo | HI | 96720 | 87 | 1998-01-01 | Currently In Use |  | 12000 | Gasoline
9-100196 | ED DANG MACHINE WORKS, INC. | 1804 DEMOCRAT ST | Honolulu | HI | 96819 | ED DANG MACHINE WORKS, INC. | 1804 DEMOCRAT ST | Honolulu | HI | 96819 | R-1 | 1979-05-15 | Permanently Out of Use | 1995-07-13 | 2000 | Diesel
9-100196 | ED DANG MACHINE WORKS, INC. | 1804 DEMOCRAT ST | Honolulu | HI | 96819 | ED DANG MACHINE WORKS, INC. | 1804 DEMOCRAT ST | Honolulu | HI | 96819 | R-2 | 1979-05-15 | Permanently Out of Use | 1995-07-13 | 2000 | Gasoline
9-100196 | ED DANG MACHINE WORKS, INC. | 1804 DEMOCRAT ST | Honolulu | HI | 96819 | ED DANG MACHINE WORKS, INC. | 1804 DEMOCRAT ST | Honolulu | HI | 96819 | R-3 | 1979-08-17 | Permanently Out of Use | 1995-07-13 | 500 | Diesel
9-101664 | TRENDS OF HAWAII | 1804 HART ST | Honolulu | HI | 96819 | I. V. B. INC. | 1804 HART ST | Honolulu | HI | 96819 | R-1 | 1966-04-07 | Permanently Out of Use | 1992-11-12 | 1000 | Gasoline
9-100319 | STATE T.L. EQUIPMENT CORP. (SHOP | 1805 HOMERULE ST | Honolulu | HI | 96819 | STATE TL EQUIPMENT CORP. | 1805 HOMERULE ST | Honolulu | HI | 96819 | R-1 | 1971-05-08 | Permanently Out of Use | 1989-07-31 | 1000 | Diesel
9-101997 | SIGN DESIGN | 1805 REPUBLICAN ST | Honolulu | HI | 96819 | SIGN DESIGN | 1805 REPUBLICAN St | Honolulu | HI | 96819 | R-1 | 1976-09-21 | Permanently Out of Use | 1990-08-18 | 750 | Gasoline
9-100295 | PNEUMATIC EQUIPMENT CO. | 1806 HOMERULE ST | Honolulu | HI | 96819 | PNEUMATIC EQUIPMENT CO. | 1806 HOMERULE ST | Honolulu | HI | 96819 | R-002 | 1968-05-07 | Permanently Out of Use | 1992-03-16 | 1000 | Gasoline
9-100295 | PNEUMATIC EQUIPMENT CO. | 1806 HOMERULE ST | Honolulu | HI | 96819 | PNEUMATIC EQUIPMENT CO. | 1806 HOMERULE ST | Honolulu | HI | 96819 | R-003 | 1968-05-07 | Permanently Out of Use | 1992-03-16 | 1000 | Gasoline
9-100295 | PNEUMATIC EQUIPMENT CO. | 1806 HOMERULE ST | Honolulu | HI | 96819 | PNEUMATIC EQUIPMENT CO. | 1806 HOMERULE ST | Honolulu | HI | 96819 | R-001 | 1966-05-07 | Permanently Out of Use | 1991-03-16 | 500 | Diesel
9-100295 | PNEUMATIC EQUIPMENT CO. | 1806 HOMERULE ST | Honolulu | HI | 96819 | PNEUMATIC EQUIPMENT CO. | 1806 HOMERULE ST | Honolulu | HI | 96819 | r-1 | 1992-03-23 | Permanently out of Use | 2012-01-16 | 1500 | Gasoline
9-100931 | MORIYAMA BROTHERS, LTD. | 1806 PALOLO AVE | Honolulu | HI | 96816 | MORIYAMA BROTHERS, LTD. |  | Honolulu | HI | 96816 | R-1 | 1973-05-07 | Permanently Out of Use | 1985-02-05 | 550 | Other
9-102756 | ROBERT P. TEMA | 1807 DEMOCRAT ST | Honolulu | HI | 96819 | ROBERT P. TEMA | 1807 DEMOCRAT St | Honolulu | HI | 96819 | R-1 | 1973-12-30 | Permanently Out of Use | 1993-08-06 | 1000 | Gasoline
9-100798 | HOSE SERVICE, INC. | 1807 HOMERULE ST | Honolulu | HI | 96819 | HOSE SERVICE, INC. | 1807 HOMERULE ST | Honolulu | HI | 96819 | r-1 | 1982-03-20 | Permanently Out of Use | 1993-12-13 | 1000 | Gasoline
9-103037 | FAY INVESTMENTS ASSOCIATES | 1808 REPUBLICAN ST | Honolulu | HI | 96819 | FAY INVESTMENT ASSOCIATES |  | Honolulu | HI | 96819 | R-1 |  | Permanently Out of Use | 1992-10-08 | 600 | Diesel
9-103037 | FAY INVESTMENTS ASSOCIATES | 1808 REPUBLICAN ST | Honolulu | HI | 96819 | FAY INVESTMENT ASSOCIATES |  | Honolulu | HI | 96819 | R-2 |  | Permanently Out of Use | 1992-10-08 | 600 | Gasoline
9-100047 | FUNAI'S UNION SERVICE L-5583 | 1810 KAPIOLANI BLVD | Honolulu | HI | 96813 | UNOCAL CORPORATION | 3915 Mission Avenue #7416 | Honolulu | HI | 96813 | R-1 | 1966-03-26 | Permanently Out of Use | 1991-06-10 | 8000 | Gasoline
9-100047 | FUNAI'S UNION SERVICE L-5583 | 1810 KAPIOLANI BLVD | Honolulu | HI | 96813 | UNOCAL CORPORATION | 3915 Mission Avenue #7416 | Honolulu | HI | 96813 | R-2 | 1966-03-26 | Permanently Out of Use | 1991-06-10 | 6000 | Gasoline
9-100047 | FUNAI'S UNION SERVICE L-5583 | 1810 KAPIOLANI BLVD | Honolulu | HI | 96813 | UNOCAL CORPORATION | 3915 Mission Avenue #7416 | Honolulu | HI | 96813 | R-3 | 1966-03-26 | Permanently Out of Use | 1991-06-10 | 250 | Used Oil
9-200144 | PACIFIC PALISADES WASTEWATER STN | 1810 KOMO MAI DRIVE | Pearl City | HI | 96782 | C&C HNL - DEPT OF ENVIRONMENTAL SERVICES | 1000 ULU'OHIA STREET, SUITE 308 | Pearl City | HI | 96782 | M-1 | 1981-05-07 | Currently In Use |  | 1000 | Diesel
9-102681 | M K EQUIPMENT CORPORATION | 1811 HOMERULE ST | Honolulu | HI | 96819 | M K EQUIPMENT CORPORATION | 1814 HOMERULE ST | Honolulu | HI | 96819 | R-1 | 1987-07-30 | Permanently Out of Use |  | 1000 | Gasoline
9-102681 | M K EQUIPMENT CORPORATION | 1811 HOMERULE ST | Honolulu | HI | 96819 | M K EQUIPMENT CORPORATION | 1814 HOMERULE ST | Honolulu | HI | 96819 | R-2 | 1987-07-30 | Permanently Out of Use |  | 1000 | Diesel
9-700629 | KAUAI COMMERCIAL CO. | 1811 LELEIONA ST | Puhi | HI | 96766 | KAUAI COMMERCIAL COMPANY | 1811 LELEIONA ST | Puhi | HI | 96766 | R-2 | 1985-02-24 | Permanently Out of Use | 1995-07-20 | 10000 | Gasoline
9-700629 | KAUAI COMMERCIAL CO. | 1811 LELEIONA ST | Puhi | HI | 96766 | KAUAI COMMERCIAL COMPANY | 1811 LELEIONA ST | Puhi | HI | 96766 | R-1 | 1985-02-24 | Permanently Out of Use | 1995-07-20 | 10000 | Diesel
9-100664 | TOMMY OF HAWAII, INC | 1812 AUIKI ST | Honolulu | HI | 96819 | TOMMY OF HAWAII, INC | 1812 AUIKI ST | Honolulu | HI | 96819 | R-1 |  | Permanently Out of Use | 1993-07-30 | 1000 | Gasoline
9-600588 | MOUNTAIN VIEW CENTRAL OFFICE | 18-1361 Nichols Road | Volcano | HI | 96785 | Hawaiian Telcom | P.O. Box 2200 | Volcano | HI | 96785 | M-1 | 1995-12-21 | Currently In Use |  | 600 | Diesel
9-600588 | MOUNTAIN VIEW CENTRAL OFFICE | 18-1361 Nichols Road | Volcano | HI | 96785 | Hawaiian Telcom | P.O. Box 2200 | Volcano | HI | 96785 | R-M-001 | 1971-05-08 | Permanently Out of Use | 1995-10-01 | 200 | Gasoline
9-100802 | M K EQUIPMENT CORPORATION | 1814 HOMERULE ST | Honolulu | HI | 96819 | M K EQUIPMENT CORPORATION | 1814 HOMERULE ST | Honolulu | HI | 96819 | R-1 | 1975-03-14 | Permanently Out of Use | 1989-06-23 | 1000 | Gasoline
9-102455 | NEON ELECTRIC SERVICE, LTD | 1821 REPUBLICAN ST | Honolulu | HI | 96819 | NEON ELECTRIC SERVICE, LTD | 1821 REPUBLICAN ST | Honolulu | HI | 96819 | R-1 | 1963-01-01 | Permanently Out of Use | 1993-08-13 | 550 | Gasoline
9-101463 | SAM'S SUPPLY CO., LTD. | 1824 AUIKI ST | Honolulu | HI | 96819 | S.Y. YAMANAKA LTD. | 3014 ALA PUAALA PLACE | Honolulu | HI | 96819 | R-01 | 1972-03-11 | Permanently Out of Use | 1988-12-20 | 1000 | Gasoline
9-101463 | SAM'S SUPPLY CO., LTD. | 1824 AUIKI ST | Honolulu | HI | 96819 | S.Y. YAMANAKA LTD. | 3014 ALA PUAALA PLACE | Honolulu | HI | 96819 | R-02 | 1980-03-11 | Permanently Out of Use | 1988-12-20 | 2000 | Gasoline
9-501400 | MAUI COUNTY WAILUKU BASE YARD | 1827 KAOHU ST | Wailuku | HI | 96793 | COUNTY OF MAUI | 100 S HIGH ST | Wailuku | HI | 96793 | R-1 | 1964-01-01 | Permanently Out of Use | 1994-02-22 | 2000 | Gasoline
9-501400 | MAUI COUNTY WAILUKU BASE YARD | 1827 KAOHU ST | Wailuku | HI | 96793 | COUNTY OF MAUI | 100 S HIGH ST | Wailuku | HI | 96793 | R-2 | 1964-01-01 | Permanently Out of Use | 1994-02-22 | 1000 | Diesel
9-100365 | YAMADA'S PLUMBING & REPAIRS | 1827 REPUBLICAN ST | Honolulu | HI | 96819 | MRS. PERRY C/O HAWAIIAN TRUST | P.O. BOX 3170 | Honolulu | HI | 96819 | R-001 | 1976-03-19 | Permanently Out of Use | 1989-12-09 | 1000 | Gasoline
9-101146 | BUDGET RENT-A-CAR SYSTEMS INC 2102 | 1837 ALA MOANA BLVD | Honolulu | HI | 96830 | AVIS RENT A CAR SYSTEM LLC | 6 Sylvan Way Dept 29-C93-36 | Honolulu | HI | 96830 | R-2 | 1970-05-02 | Permanently Out of Use | 1990-12-18 | 3000 | Gasoline
9-101146 | BUDGET RENT-A-CAR SYSTEMS INC 2102 | 1837 ALA MOANA BLVD | Honolulu | HI | 96830 | AVIS RENT A CAR SYSTEM LLC | 6 Sylvan Way Dept 29-C93-36 | Honolulu | HI | 96830 | R-1 | 1970-05-02 | Permanently Out of Use | 1990-12-18 | 1000 | Gasoline
9-101146 | BUDGET RENT-A-CAR SYSTEMS INC 2102 | 1837 ALA MOANA BLVD | Honolulu | HI | 96830 | AVIS RENT A CAR SYSTEM LLC | 6 Sylvan Way Dept 29-C93-36 | Honolulu | HI | 96830 | R-87 | 1990-12-21 | Permanently Out of Use | 2004-03-02 | 10000 | Gasoline
9-700433 | MEADOW GOLD DAIRIES | 1841 LELEIONA ST | Puhi | HI | 96766 | BORDEN, INC | C/O MEADOW GOLD DAIRIES-HAWAII / 925 CEDAR ST | Puhi | HI | 96766 | R-002 | 1974-04-03 | Permanently Out of Use | 1992-12-22 | 8000 | Diesel
9-700433 | MEADOW GOLD DAIRIES | 1841 LELEIONA ST | Puhi | HI | 96766 | BORDEN, INC | C/O MEADOW GOLD DAIRIES-HAWAII / 925 CEDAR ST | Puhi | HI | 96766 | R-001 | 1974-04-03 | Permanently Out of Use | 1992-12-22 | 8000 | Gasoline
9-101176 | AIM Palolo | 1841 PALOLO AVE | Honolulu | HI | 96816 | ALOHA PETROLEUM, LTD. | 1132 BISHOP STREET, SUITE 1700 | Honolulu | HI | 96816 | R-3 | 1958-04-04 | Permanently Out of Use | 1999-02-25 | 3000 | Gasoline
9-101176 | AIM Palolo | 1841 PALOLO AVE | Honolulu | HI | 96816 | ALOHA PETROLEUM, LTD. | 1132 BISHOP STREET, SUITE 1700 | Honolulu | HI | 96816 | R-1 | 1953-04-04 | Permanently Out of Use | 1999-02-25 | 3000 | Gasoline
9-101176 | AIM Palolo | 1841 PALOLO AVE | Honolulu | HI | 96816 | ALOHA PETROLEUM, LTD. | 1132 BISHOP STREET, SUITE 1700 | Honolulu | HI | 96816 | 92 | 1999-02-01 | Currently In Use |  | 10000 | Gasohol
9-101176 | AIM Palolo | 1841 PALOLO AVE | Honolulu | HI | 96816 | ALOHA PETROLEUM, LTD. | 1132 BISHOP STREET, SUITE 1700 | Honolulu | HI | 96816 | R-2 | 1953-04-04 | Permanently Out of Use | 1999-02-25 | 4000 | Gasoline
9-101176 | AIM Palolo | 1841 PALOLO AVE | Honolulu | HI | 96816 | ALOHA PETROLEUM, LTD. | 1132 BISHOP STREET, SUITE 1700 | Honolulu | HI | 96816 | R-4 | 1953-04-04 | Permanently Out of Use | 1993-06-01 | 550 | Used Oil
9-101176 | AIM Palolo | 1841 PALOLO AVE | Honolulu | HI | 96816 | ALOHA PETROLEUM, LTD. | 1132 BISHOP STREET, SUITE 1700 | Honolulu | HI | 96816 | 87 | 1999-02-01 | Currently In Use |  | 10000 | Gasohol
9-101186 | AIM King Street | 1860 N KING ST | Honolulu | HI | 96819 | ALOHA PETROLEUM, LTD. | 1132 Bishop St, Suite 1700 | Honolulu | HI | 96819 | t-92 | 1987-12-31 | Permanently out of Use | 2012-01-23 | 8000 | Gasoline
9-101186 | AIM King Street | 1860 N KING ST | Honolulu | HI | 96819 | ALOHA PETROLEUM, LTD. | 1132 Bishop St, Suite 1700 | Honolulu | HI | 96819 | R-4 | 1970-04-04 | Permanently Out of Use |  | 550 | Gasoline
9-101186 | AIM King Street | 1860 N KING ST | Honolulu | HI | 96819 | ALOHA PETROLEUM, LTD. | 1132 Bishop St, Suite 1700 | Honolulu | HI | 96819 | R-3 | 1980-04-04 | Permanently Out of Use | 1987-08-01 | 3800 | Gasoline
9-101186 | AIM King Street | 1860 N KING ST | Honolulu | HI | 96819 | ALOHA PETROLEUM, LTD. | 1132 Bishop St, Suite 1700 | Honolulu | HI | 96819 | R-2 | 1980-04-04 | Permanently Out of Use |  | 8000 | Gasoline
9-101186 | AIM King Street | 1860 N KING ST | Honolulu | HI | 96819 | ALOHA PETROLEUM, LTD. | 1132 Bishop St, Suite 1700 | Honolulu | HI | 96819 | R-1 | 1980-04-04 | Permanently Out of Use | 1987-08-01 | 6000 | Gasoline
9-101186 | AIM King Street | 1860 N KING ST | Honolulu | HI | 96819 | ALOHA PETROLEUM, LTD. | 1132 Bishop St, Suite 1700 | Honolulu | HI | 96819 | 3 | 2012-03-01 | Currently In Use |  | 13800 | Diesel
9-101186 | AIM King Street | 1860 N KING ST | Honolulu | HI | 96819 | ALOHA PETROLEUM, LTD. | 1132 Bishop St, Suite 1700 | Honolulu | HI | 96819 | r-7 | 1987-12-31 | Permanently out of Use | 2012-01-23 | 6000 | Diesel
9-101186 | AIM King Street | 1860 N KING ST | Honolulu | HI | 96819 | ALOHA PETROLEUM, LTD. | 1132 Bishop St, Suite 1700 | Honolulu | HI | 96819 | r-10 | 1987-12-31 | Permanently out of Use | 2012-01-23 | 8000 | Diesel
9-101186 | AIM King Street | 1860 N KING ST | Honolulu | HI | 96819 | ALOHA PETROLEUM, LTD. | 1132 Bishop St, Suite 1700 | Honolulu | HI | 96819 | 1 | 2012-03-01 | Currently in Use |  | 13800 | Gasohol
9-101186 | AIM King Street | 1860 N KING ST | Honolulu | HI | 96819 | ALOHA PETROLEUM, LTD. | 1132 Bishop St, Suite 1700 | Honolulu | HI | 96819 | R-6 | 1966-04-04 | Permanently Out of Use |  | 550 | Used Oil
9-101186 | AIM King Street | 1860 N KING ST | Honolulu | HI | 96819 | ALOHA PETROLEUM, LTD. | 1132 Bishop St, Suite 1700 | Honolulu | HI | 96819 | R-5 | 1966-04-04 | Permanently Out of Use |  | 550 | Used Oil
9-101186 | AIM King Street | 1860 N KING ST | Honolulu | HI | 96819 | ALOHA PETROLEUM, LTD. | 1132 Bishop St, Suite 1700 | Honolulu | HI | 96819 | R-11 |  | Permanently Out of Use | 1994-03-21 | 1000 | Used Oil
9-101186 | AIM King Street | 1860 N KING ST | Honolulu | HI | 96819 | ALOHA PETROLEUM, LTD. | 1132 Bishop St, Suite 1700 | Honolulu | HI | 96819 | r-87 | 1980-12-31 | Permanently out of Use | 2012-01-23 | 8000 | Gasoline
9-101186 | AIM King Street | 1860 N KING ST | Honolulu | HI | 96819 | ALOHA PETROLEUM, LTD. | 1132 Bishop St, Suite 1700 | Honolulu | HI | 96819 | 2A | 2012-03-01 | Currently In Use |  | 6800 | Gasohol
9-101186 | AIM King Street | 1860 N KING ST | Honolulu | HI | 96819 | ALOHA PETROLEUM, LTD. | 1132 Bishop St, Suite 1700 | Honolulu | HI | 96819 | 2B | 2012-03-01 | Currently In Use |  | 7000 | Gasohol
9-102891 | C&CH KALIHI-UKA FIRE STATION | 1861 KAMEHAMEHA IV HWY | Honolulu | HI | 96819 | C&C HNL Fire Dept | 636 South Street | Honolulu | HI | 96819 | R-1 | 1972-06-01 | Permanently Out of Use | 1993-09-16 | 550 | Diesel
9-100117 | KALIHI POLICE STATION | 1865 KAMEHAMEHA IV RD | Honolulu | HI | 96819 | C&C OF HNL - POLICE DEPT | 801 S Beretania St | Honolulu | HI | 96819 | R-3 | 1972-07-16 | Permanently Out of Use | 1993-09-16 | 2000 | Gasoline
9-100117 | KALIHI POLICE STATION | 1865 KAMEHAMEHA IV RD | Honolulu | HI | 96819 | C&C OF HNL - POLICE DEPT | 801 S Beretania St | Honolulu | HI | 96819 | R-2 | 1972-07-16 | Permanently Out of Use | 1993-09-16 | 2000 | Gasoline
9-100117 | KALIHI POLICE STATION | 1865 KAMEHAMEHA IV RD | Honolulu | HI | 96819 | Department of Design and Construction | 650 S. King Street | Honolulu | HI | 96819 | 92 | 1991-09-30 | Currently In Use |  | 12000 | Gasoline
9-100117 | KALIHI POLICE STATION | 1865 KAMEHAMEHA IV RD | Honolulu | HI | 96819 | C&C OF HNL - POLICE DEPT | 801 S Beretania St | Honolulu | HI | 96819 | 92 | 1991-09-30 | Currently In Use |  | 12000 | Gasoline
9-100117 | KALIHI POLICE STATION | 1865 KAMEHAMEHA IV RD | Honolulu | HI | 96819 | Department of Design and Construction | 650 S. King Street | Honolulu | HI | 96819 | R-2 | 1972-07-16 | Permanently Out of Use | 1993-09-16 | 2000 | Gasoline
9-100117 | KALIHI POLICE STATION | 1865 KAMEHAMEHA IV RD | Honolulu | HI | 96819 | Department of Design and Construction | 650 S. King Street | Honolulu | HI | 96819 | R-3 | 1972-07-16 | Permanently Out of Use | 1993-09-16 | 2000 | Gasoline
9-600457 | HT&T TRUCKING | 187 SILVA ST | Hilo | HI | 96720 | H T & T COMPANY, INC. | P.O. BOX 4190 | Hilo | HI | 96720 | R-003 | 1970-11-01 | Permanently Out of Use |  | 8000 | Diesel
9-600457 | HT&T TRUCKING | 187 SILVA ST | Hilo | HI | 96720 | H T & T COMPANY, INC. | P.O. BOX 4190 | Hilo | HI | 96720 | R-002 | 1970-11-01 | Permanently Out of Use |  | 8000 | Diesel
9-600457 | HT&T TRUCKING | 187 SILVA ST | Hilo | HI | 96720 | H T & T COMPANY, INC. | P.O. BOX 4190 | Hilo | HI | 96720 | R-001 | 1970-11-01 | Permanently Out of Use |  | 8000 | Gasoline
9-601283 | DIVISION OF FORESTRY & WILDLIFE | 19 E KAWILI ST | Hilo | HI | 96720 | STATE DLNR - DIVISION OF FORESTRY & WILDLIFE |  | Hilo | HI | 96720 | R-1 | 1980-12-30 | Permanently Out of Use | 1998-12-17 | 2000 | Gasoline
9-601283 | DIVISION OF FORESTRY & WILDLIFE | 19 E KAWILI ST | Hilo | HI | 96720 | STATE DLNR - DIVISION OF FORESTRY & WILDLIFE |  | Hilo | HI | 96720 | R-2 | 1962-12-30 | Permanently Out of Use | 1998-12-17 | 1000 | Gasoline
9-601283 | DIVISION OF FORESTRY & WILDLIFE | 19 E KAWILI ST | Hilo | HI | 96720 | STATE DLNR - DIVISION OF FORESTRY & WILDLIFE |  | Hilo | HI | 96720 | R-3 | 1962-01-01 | Permanently Out of Use | 1998-12-17 | 550 | Diesel
9-103664 | AWA STREET WASTEWATER PUMP STATION | 190 NIMITZ HWY | Honolulu | HI | 96817 | C & C of Honolul - Dept. of Environmental Services | 1000 Uluohia Street, Suite 308 | Honolulu | HI | 96817 | M-1 | 1995-01-01 | Currently In Use |  | 1000 | Diesel
9-101197 | 7-11 DILLINGHAM BLVD | 1900 DILLINGHAM BLVD. | Honolulu | HI | 96817 | Mid Pac Petroleum LLC | 1100 Alakea Street, 8th floor | Honolulu | HI | 96817 | r-92 | 1998-04-01 | Permanently out of Use | 2014-12-05 | 10000 | Gasoline
9-101197 | 7-11 DILLINGHAM BLVD | 1900 DILLINGHAM BLVD. | Honolulu | HI | 96817 | Mid Pac Petroleum LLC | 1100 Alakea Street, 8th floor | Honolulu | HI | 96817 | r-87 | 1998-04-01 | Permanently out of Use | 2014-12-05 | 10000 | Gasoline
9-101197 | 7-11 DILLINGHAM BLVD | 1900 DILLINGHAM BLVD. | Honolulu | HI | 96817 | Mid Pac Petroleum LLC | 1100 Alakea Street, 8th floor | Honolulu | HI | 96817 | R-3 | 1981-04-04 | Permanently Out of Use | 1998-04-18 | 10000 | Gasoline
9-101197 | 7-11 DILLINGHAM BLVD | 1900 DILLINGHAM BLVD. | Honolulu | HI | 96817 | Mid Pac Petroleum LLC | 1100 Alakea Street, 8th floor | Honolulu | HI | 96817 | R-2 | 1981-04-04 | Permanently Out of Use | 1998-04-18 | 10000 | Gasoline
9-101197 | 7-11 DILLINGHAM BLVD | 1900 DILLINGHAM BLVD. | Honolulu | HI | 96817 | Mid Pac Petroleum LLC | 1100 Alakea Street, 8th floor | Honolulu | HI | 96817 | R-1 | 1981-04-04 | Permanently Out of Use | 1998-04-18 | 10000 | Gasoline
9-101112 | KEN T SERVICE | 1901 DILLINGHAM BLVD | Honolulu | HI | 96819 | CHEVRON PRODUCTS COMPANY | 91-480 MALAKOLE ST. | Honolulu | HI | 96819 | R-2 | 1984-05-05 | Permanently Out of Use | 2003-01-06 | 10000 | Gasoline
9-101112 | KEN T SERVICE | 1901 DILLINGHAM BLVD | Honolulu | HI | 96819 | CHEVRON PRODUCTS COMPANY | 91-480 MALAKOLE ST. | Honolulu | HI | 96819 | R-4 | 1984-05-05 | Permanently Out of Use | 2003-01-08 | 1000 | Used Oil
9-101112 | KEN T SERVICE | 1901 DILLINGHAM BLVD | Honolulu | HI | 96819 | CHEVRON PRODUCTS COMPANY | 91-480 MALAKOLE ST. | Honolulu | HI | 96819 | R-1 | 1984-05-05 | Permanently Out of Use | 2003-01-06 | 10000 | Gasoline
9-101112 | KEN T SERVICE | 1901 DILLINGHAM BLVD | Honolulu | HI | 96819 | CHEVRON PRODUCTS COMPANY | 91-480 MALAKOLE ST. | Honolulu | HI | 96819 | R-3 | 1984-05-05 | Permanently Out of Use | 2003-01-06 | 10000 | Gasoline
9-101274 | McCULLY SERVICE STATION | 1901 S KING ST | Honolulu | HI | 96826 | LIN F. KAM | 1616 KEWALO ST | Honolulu | HI | 96826 | R-004 | 1966-04-26 | Permanently Out of Use | 1986-07-01 | 200 | Used Oil
9-101274 | McCULLY SERVICE STATION | 1901 S KING ST | Honolulu | HI | 96826 | LIN F. KAM | 1616 KEWALO ST | Honolulu | HI | 96826 | R-002 | 1966-04-26 | Permanently Out of Use | 1986-07-01 | 1000 | Gasoline
9-101274 | McCULLY SERVICE STATION | 1901 S KING ST | Honolulu | HI | 96826 | LIN F. KAM | 1616 KEWALO ST | Honolulu | HI | 96826 | R-001 | 1966-04-26 | Permanently Out of Use | 1986-07-01 | 1000 | Gasoline
9-101274 | McCULLY SERVICE STATION | 1901 S KING ST | Honolulu | HI | 96826 | LIN F. KAM | 1616 KEWALO ST | Honolulu | HI | 96826 | R-003 | 1966-04-26 | Permanently Out of Use | 1986-07-01 | 500 | Gasoline
9-100246 | HONOLULU PLUMBING CO., LTD. | 1909 HOMERULE ST | Honolulu | HI | 96819 | HONOLULU PLUMBING CO., LTD. | 1909 HOMERULE ST | Honolulu | HI | 96819 | R-001 | 1959-05-06 | Permanently Out of Use | 1990-08-20 | 550 | Gasoline
9-100246 | HONOLULU PLUMBING CO., LTD. | 1909 HOMERULE ST | Honolulu | HI | 96819 | HONOLULU PLUMBING CO., LTD. | 1909 HOMERULE ST | Honolulu | HI | 96819 | R-002 | 1964-05-05 | Permanently Out of Use | 1990-08-20 | 550 | Gasoline
9-101101 | Chevron Nuuanu | 1909 NUUANU AVE | Honolulu | HI | 96817 | CHEVRON PRODUCTS COMPANY | Attn Permit Desk PO Box 6004 | Honolulu | HI | 96817 | 92 | 1982-07-18 | Currently In Use |  | 10000 | Gasoline
9-101101 | Chevron Nuuanu | 1909 NUUANU AVE | Honolulu | HI | 96817 | CHEVRON PRODUCTS COMPANY | Attn Permit Desk PO Box 6004 | Honolulu | HI | 96817 | 87 | 1982-07-18 | Currently In Use |  | 10000 | Gasoline
9-101101 | Chevron Nuuanu | 1909 NUUANU AVE | Honolulu | HI | 96817 | CHEVRON PRODUCTS COMPANY | Attn Permit Desk PO Box 6004 | Honolulu | HI | 96817 | 87 | 1982-07-18 | Currently In Use |  | 10000 | Gasoline
9-101101 | Chevron Nuuanu | 1909 NUUANU AVE | Honolulu | HI | 96817 | CHEVRON PRODUCTS COMPANY | Attn Permit Desk PO Box 6004 | Honolulu | HI | 96817 | r-4 | 1982-07-18 | Permanently out of Use | 2006-10-23 | 1000 | Used Oil
9-501580 | TRADEWINDS ELECTR. SERV & CONT | 190-F ALAMAHA ST | Kahului | HI | 96732 | STEVE PARKER | 1871 WILI PA LOOP | Kahului | HI | 96732 | R-2 |  | Permanently Out of Use | 1997-01-10 | 2000 | Gasoline
9-501580 | TRADEWINDS ELECTR. SERV & CONT | 190-F ALAMAHA ST | Kahului | HI | 96732 | STEVE PARKER | 1871 WILI PA LOOP | Kahului | HI | 96732 | R-1 |  | Permanently Out of Use | 1997-01-10 | 1000 | Diesel
9-600676 | MILLER GAS | 191 WAIANUENUE AVE | Hilo | HI | 96721 | M.S. PETROLEUM CORP. | 595 KALANIANAOLE AVE. P.O. BOX 611 | Hilo | HI | 96721 | R-1 | 1963-05-08 | Permanently Out of Use | 2002-10-16 | 5000 | Gasoline
9-600676 | MILLER GAS | 191 WAIANUENUE AVE | Hilo | HI | 96721 | M.S. PETROLEUM CORP. | 595 KALANIANAOLE AVE. P.O. BOX 611 | Hilo | HI | 96721 | R-2 | 1963-05-08 | Permanently Out of Use | 2002-10-16 | 4000 | Gasoline
9-600676 | MILLER GAS | 191 WAIANUENUE AVE | Hilo | HI | 96721 | M.S. PETROLEUM CORP. | 595 KALANIANAOLE AVE. P.O. BOX 611 | Hilo | HI | 96721 | R-3 | 1963-05-08 | Permanently Out of Use | 2002-10-16 | 3000 | Diesel
9-600676 | MILLER GAS | 191 WAIANUENUE AVE | Hilo | HI | 96721 | M.S. PETROLEUM CORP. | 595 KALANIANAOLE AVE. P.O. BOX 611 | Hilo | HI | 96721 | R-4 |  | Permanently Out of Use | 2002-10-16 | 500 | Not Listed
9-600676 | MILLER GAS | 191 WAIANUENUE AVE | Hilo | HI | 96721 | M.S. PETROLEUM CORP. | 595 KALANIANAOLE AVE. P.O. BOX 611 | Hilo | HI | 96721 | R-5 |  | Permanently Out of Use | 2002-10-16 | 2000 | Used Oil
9-502974 | DOWN TO EARTH NATURAL FOODSTORE | 1910 VINEYARD ST | Wailuku | HI | 96793 | DOWN TO EARTH NATURAL FOODSTORE | 1910 VINEYARD ST | Wailuku | HI | 96793 | R-1 |  | Permanently Out of Use | 1994-07-24 | 2000 | Gasoline
9-502974 | DOWN TO EARTH NATURAL FOODSTORE | 1910 VINEYARD ST | Wailuku | HI | 96793 | DOWN TO EARTH NATURAL FOODSTORE | 1910 VINEYARD ST | Wailuku | HI | 96793 | R-2 |  | Permanently Out of Use | 1994-07-24 | 2000 | Gasoline
9-102148 | LANI'S 66 SERVICE | 1912 KALIHI ST | Honolulu | HI | 96819 | KEAKEALANI L. CHAR | LANI'S SERVICE 1912 KALIHI ST | Honolulu | HI | 96819 | r-2 | 1966-07-18 | Permanently Out of Use | 1990-08-01 | 2000 | Gasoline
9-102148 | LANI'S 66 SERVICE | 1912 KALIHI ST | Honolulu | HI | 96819 | KEAKEALANI L. CHAR | LANI'S SERVICE 1912 KALIHI ST | Honolulu | HI | 96819 | r-3 |  | Permanently Out of Use | 1990-08-01 | 2000 | Gasoline
9-102148 | LANI'S 66 SERVICE | 1912 KALIHI ST | Honolulu | HI | 96819 | KEAKEALANI L. CHAR | LANI'S SERVICE 1912 KALIHI ST | Honolulu | HI | 96819 | r-1 | 1966-07-18 | Permanently Out of Use | 1990-08-01 | 3000 | Gasoline
9-201671 | NISSAN OF WAHIAWA | 1912 WILIKINA DR | Schofield Barracks | HI | 96786 | NISSAN OF WAIPAHU | 94-119 FARRINGTON HWY | Schofield Barracks | HI | 96786 | r-1 | 1953-12-30 | Permanently Out of Use | 2008-03-17 | 1000 | Gasoline
9-201671 | NISSAN OF WAHIAWA | 1912 WILIKINA DR | Schofield Barracks | HI | 96786 | NISSAN OF WAIPAHU | 94-119 FARRINGTON HWY | Schofield Barracks | HI | 96786 | r-2 | 1953-12-30 | Permanently Out of Use | 2008-03-17 | 1000 | Gasoline
9-601223 | DOWNTOWN CHEVRON | 192 KINOOLE ST | Hilo | HI | 96720 | K&V Properties LLC | 192 Kinoole St | Hilo | HI | 96720 | R-4 | 1983-07-19 | Permanently Out of Use | 2005-05-04 | 1000 | Used Oil
9-601223 | DOWNTOWN CHEVRON | 192 KINOOLE ST | Hilo | HI | 96720 | K&V Properties LLC | 192 Kinoole St | Hilo | HI | 96720 | 89 | 1983-07-19 | Currently in Use |  | 10000 | Gasohol
9-601223 | DOWNTOWN CHEVRON | 192 KINOOLE ST | Hilo | HI | 96720 | K&V Properties LLC | 192 Kinoole St | Hilo | HI | 96720 | 92 | 1983-07-19 | Currently in Use |  | 10000 | Gasohol
9-601223 | DOWNTOWN CHEVRON | 192 KINOOLE ST | Hilo | HI | 96720 | K&V Properties LLC | 192 Kinoole St | Hilo | HI | 96720 | 87 | 1983-07-19 | Currently in Use |  | 10000 | Gasohol
9-102429 | GOO'S GOLDEN TIRE SHOP | 1923 REPUBLICAN ST | Honolulu | HI | 96819 | JERRY GOO | 518 HAKALA PLACE | Honolulu | HI | 96819 | R-1 | 1971-12-30 | Permanently Out of Use | 1991-07-15 | 1000 | Gasoline
9-103521 | DURATE & SONS BUILDING AND PLUMBING INC | 1924 REPUBLICAN ST | Honolulu | HI | 96819 | DURATE & SONS BUILDING AND PLUMBING INC | 1924 REPUBLICAN ST | Honolulu | HI | 96819 | R-1 | 1979-01-01 | Permanently Out of Use | 1999-03-12 | 1000 | Gasoline
9-603388 | KIYOMI OMOTO | 1926 KAUMANA DR | Hilo | HI | 96720 | KIYOMI OMOTO | 1926 KAUMANA DR | Hilo | HI | 96720 | R-1 | 1998-01-30 | Permanently Out of Use | 1998-08-07 | 550 | Gasoline
9-603388 | KIYOMI OMOTO | 1926 KAUMANA DR | Hilo | HI | 96720 | KIYOMI OMOTO | 1926 KAUMANA DR | Hilo | HI | 96720 | R-2 | 1998-01-30 | Permanently Out of Use | 1998-08-07 | 550 | Gasoline
9-100790 | FAY INVESTMENTS ASSOCIATES | 1927 REPUBLICAN ST | Honolulu | HI | 96819 | FAY INVESTMENTS ASSOCIATES | 302 MOKAUMEA ST | Honolulu | HI | 96819 | R-1 | 1980-03-27 | Permanently Out of Use | 1991-02-27 | 1000 | Gasoline
9-102738 | HAWAIIAN MASON & PLASTERS UNION | 1930 AUIKI ST | Honolulu | HI | 96819 | DON DETRICH | SENTINEL ASSOCIATES / 1930 AUIKI St | Honolulu | HI | 96819 | R-1 | 1978-03-30 | Permanently Out of Use | 1993-04-27 | 10000 | Gasoline
9-102642 | TRANS PACIFIC TEXTILES | 1930 KAHAI ST | Honolulu | HI | 96819 | MARS VALLEY OF HONOLULU, INC | 1930 KAHAI ST | Honolulu | HI | 96819 | R-1 |  | Permanently Out of Use | 1992-05-21 | 1000 | Gasoline
9-501603 | LOKAHI PACIFIC | 1935 MAIN ST | Wailuku | HI | 96793 | LOKAHI PACIFIC | 840 ALUA ST, RM 203 | Wailuku | HI | 96793 | R-4 |  | Permanently Out of Use | 1998-07-29 | 560 | Diesel
9-501603 | LOKAHI PACIFIC | 1935 MAIN ST | Wailuku | HI | 96793 | LOKAHI PACIFIC | 840 ALUA ST, RM 203 | Wailuku | HI | 96793 | R-3 |  | Permanently Out of Use | 1995-03-18 | 1000 | Gasoline
9-501603 | LOKAHI PACIFIC | 1935 MAIN ST | Wailuku | HI | 96793 | LOKAHI PACIFIC | 840 ALUA ST, RM 203 | Wailuku | HI | 96793 | R-2 |  | Permanently Out of Use | 1995-03-18 | 500 | Gasoline
9-501603 | LOKAHI PACIFIC | 1935 MAIN ST | Wailuku | HI | 96793 | LOKAHI PACIFIC | 840 ALUA ST, RM 203 | Wailuku | HI | 96793 | R-1 |  | Permanently Out of Use | 1995-03-18 | 1000 | Gasoline
9-603786 | Kilauea General Store | 19-3972 Old Volcano Road | Volcano | HI | 96785 | Corporation AOK Enterprises, Inc | P.O. Box 959 | Volcano | HI | 96785 | 1 | 1992-07-01 | Currently In Use |  | 5000 | Gasoline
9-603786 | Kilauea General Store | 19-3972 Old Volcano Road | Volcano | HI | 96785 | Corporation AOK Enterprises, Inc | P.O. Box 959 | Volcano | HI | 96785 | 2 | 1992-07-01 | Currently In Use |  | 3000 | Gasoline
9-603786 | Kilauea General Store | 19-3972 Old Volcano Road | Volcano | HI | 96785 | Corporation AOK Enterprises, Inc | P.O. Box 959 | Volcano | HI | 96785 | r-1 | 1975-01-01 | Permanently Out of Use | 1992-05-27 | 2000 | Gasoline
9-603786 | Kilauea General Store | 19-3972 Old Volcano Road | Volcano | HI | 96785 | Corporation AOK Enterprises, Inc | P.O. Box 959 | Volcano | HI | 96785 | r-2 | 1975-01-01 | Permanently Out of Use | 1992-05-27 | 1000 | Gasoline
9-603786 | Kilauea General Store | 19-3972 Old Volcano Road | Volcano | HI | 96785 | Corporation AOK Enterprises, Inc | P.O. Box 959 | Volcano | HI | 96785 | r-3 | 1975-01-01 | Permanently Out of Use | 1992-05-27 | 550 | Diesel
9-501913 | TAKITANI BUILDING | 1940 MAIN ST, STE 1355 | Wailuku | HI | 96793 | KURISU & FERGUS | 1000 BISHOP ST, SUITE 310 | Wailuku | HI | 96793 | R-001 |  | Permanently Out of Use | 1990-03-14 |  | Gasoline
9-602434 | THE VOLCANO STORE | 19-4005 HAUNANAI ROAD OLD VOLCANO HWY, CORNER OF HAUNA | Volcano | HI | 96785 | THE VOLCANO STORE | P.O. BOX 307 | Volcano | HI | 96785 | 2 | 1991-07-30 | Currently in Use |  | 2500 | Gasoline
9-602434 | THE VOLCANO STORE | 19-4005 HAUNANAI ROAD OLD VOLCANO HWY, CORNER OF HAUNA | Volcano | HI | 96785 | THE VOLCANO STORE | P.O. BOX 307 | Volcano | HI | 96785 | R-1 | 1962-12-30 | Permanently Out of Use | 1991-06-25 | 500 | Gasoline
9-602434 | THE VOLCANO STORE | 19-4005 HAUNANAI ROAD OLD VOLCANO HWY, CORNER OF HAUNA | Volcano | HI | 96785 | THE VOLCANO STORE | P.O. BOX 307 | Volcano | HI | 96785 | R-3 | 1962-12-30 | Permanently Out of Use | 1991-06-25 | 2000 | Gasoline
9-602434 | THE VOLCANO STORE | 19-4005 HAUNANAI ROAD OLD VOLCANO HWY, CORNER OF HAUNA | Volcano | HI | 96785 | THE VOLCANO STORE | P.O. BOX 307 | Volcano | HI | 96785 | 1 | 1991-07-30 | Currently in Use |  | 4000 | Gasohol
9-602434 | THE VOLCANO STORE | 19-4005 HAUNANAI ROAD OLD VOLCANO HWY, CORNER OF HAUNA | Volcano | HI | 96785 | THE VOLCANO STORE | P.O. BOX 307 | Volcano | HI | 96785 | R-2 | 1962-12-30 | Permanently Out of Use | 1991-06-25 | 500 | Gasoline
9-602434 | THE VOLCANO STORE | 19-4005 HAUNANAI ROAD OLD VOLCANO HWY, CORNER OF HAUNA | Volcano | HI | 96785 | THE VOLCANO STORE | P.O. Box 307 | Volcano | HI | 96785 | 2 | 1991-07-30 | Currently in Use |  | 2500 | Gasoline
9-602434 | THE VOLCANO STORE | 19-4005 HAUNANAI ROAD OLD VOLCANO HWY, CORNER OF HAUNA | Volcano | HI | 96785 | THE VOLCANO STORE | P.O. Box 307 | Volcano | HI | 96785 | R-3 | 1962-12-30 | Permanently Out of Use | 1991-06-25 | 2000 | Gasoline
9-602434 | THE VOLCANO STORE | 19-4005 HAUNANAI ROAD OLD VOLCANO HWY, CORNER OF HAUNA | Volcano | HI | 96785 | THE VOLCANO STORE | P.O. Box 307 | Volcano | HI | 96785 | 1 | 1991-07-30 | Currently in Use |  | 4000 | Gasohol
9-602434 | THE VOLCANO STORE | 19-4005 HAUNANAI ROAD OLD VOLCANO HWY, CORNER OF HAUNA | Volcano | HI | 96785 | THE VOLCANO STORE | P.O. Box 307 | Volcano | HI | 96785 | R-2 | 1962-12-30 | Permanently Out of Use | 1991-06-25 | 500 | Gasoline
9-602434 | THE VOLCANO STORE | 19-4005 HAUNANAI ROAD OLD VOLCANO HWY, CORNER OF HAUNA | Volcano | HI | 96785 | THE VOLCANO STORE | P.O. Box 307 | Volcano | HI | 96785 | R-1 | 1962-12-30 | Permanently Out of Use | 1991-06-25 | 500 | Gasoline
9-500409 | PACIFIC AMUSEMENT CO., LTD. | 1942 MAIN ST | Wailuku | HI | 96793 | KURISU & FERGUS | 1000 BISHOP ST, SUITE 310 | Wailuku | HI | 96793 | R-1 | 1941-04-21 | Permanently Out of Use | 1990-03-14 | 550 | Gasoline
9-100236 | HAWAIIAN RENT-ALL | 1946 S BERETANIA ST | Honolulu | HI | 96826 | GORDON LOUI | HAWAIIAN RENT-ALL / 1946 S BERETANIA ST | Honolulu | HI | 96826 | R-002 | 1976-03-17 | Permanently Out of Use | 1991-06-06 | 550 | Diesel
9-100236 | HAWAIIAN RENT-ALL | 1946 S BERETANIA ST | Honolulu | HI | 96826 | GORDON LOUI | HAWAIIAN RENT-ALL / 1946 S BERETANIA ST | Honolulu | HI | 96826 | R-001 | 1976-03-17 | Permanently Out of Use | 1991-06-06 | 550 | Gasoline
9-101120 | TESORO 2GO # 61021 | 1950 KALIHI ST. | Honolulu | HI | 96819 | Tesoro Refining & Marketing Company | 3450 S. 344th Way, Suite 201 | Honolulu | HI | 96819 | 2 |  | Currently In Use |  | 10000 | Gasohol
9-101120 | TESORO 2GO # 61021 | 1950 KALIHI ST. | Honolulu | HI | 96819 | HIE Retail, LLC | 800 Gessner Road, Suite 875 | Honolulu | HI | 96819 | r-92 | 1989-11-16 | Permanently out of Use | 2014-11-12 | 10000 | Gasoline
9-101120 | TESORO 2GO # 61021 | 1950 KALIHI ST. | Honolulu | HI | 96819 | HIE Retail, LLC | 800 Gessner Road, Suite 875 | Honolulu | HI | 96819 | R-1 | 1962-06-30 | Permanently Out of Use | 1986-08-05 | 6000 | Gasoline
9-101120 | TESORO 2GO # 61021 | 1950 KALIHI ST. | Honolulu | HI | 96819 | HIE Retail, LLC | 800 Gessner Road, Suite 875 | Honolulu | HI | 96819 | r-87B - master | 1989-11-16 | Permanently out of Use | 2014-11-12 | 10000 | Gasoline
9-101120 | TESORO 2GO # 61021 | 1950 KALIHI ST. | Honolulu | HI | 96819 | HIE Retail, LLC | 800 Gessner Road, Suite 875 | Honolulu | HI | 96819 | 2 |  | Currently In Use |  | 10000 | Gasohol
9-101120 | TESORO 2GO # 61021 | 1950 KALIHI ST. | Honolulu | HI | 96819 | Tesoro Refining & Marketing Company | 3450 S. 344th Way, Suite 201 | Honolulu | HI | 96819 | R-3 | 1962-06-30 | Permanently Out of Use | 1986-08-05 | 2000 | Gasoline
9-101120 | TESORO 2GO # 61021 | 1950 KALIHI ST. | Honolulu | HI | 96819 | HIE Retail, LLC | 800 Gessner Road, Suite 875 | Honolulu | HI | 96819 | r-87A - slave | 1989-11-16 | Permanently out of Use | 2014-11-12 | 10000 | Gasoline
9-101120 | TESORO 2GO # 61021 | 1950 KALIHI ST. | Honolulu | HI | 96819 | Tesoro Refining & Marketing Company | 3450 S. 344th Way, Suite 201 | Honolulu | HI | 96819 | r-87A - slave | 1989-11-16 | Permanently out of Use | 2014-11-12 | 10000 | Gasoline
9-101120 | TESORO 2GO # 61021 | 1950 KALIHI ST. | Honolulu | HI | 96819 | Tesoro Refining & Marketing Company | 3450 S. 344th Way, Suite 201 | Honolulu | HI | 96819 | r-92 | 1989-11-16 | Permanently out of Use | 2014-11-12 | 10000 | Gasoline
9-101120 | TESORO 2GO # 61021 | 1950 KALIHI ST. | Honolulu | HI | 96819 | Tesoro Refining & Marketing Company | 3450 S. 344th Way, Suite 201 | Honolulu | HI | 96819 | R-1 | 1962-06-30 | Permanently Out of Use | 1986-08-05 | 6000 | Gasoline
9-101120 | TESORO 2GO # 61021 | 1950 KALIHI ST. | Honolulu | HI | 96819 | Tesoro Refining & Marketing Company | 3450 S. 344th Way, Suite 201 | Honolulu | HI | 96819 | R-2 | 1962-06-30 | Permanently Out of Use | 1986-08-05 | 5000 | Gasoline
9-101120 | TESORO 2GO # 61021 | 1950 KALIHI ST. | Honolulu | HI | 96819 | Tesoro Refining & Marketing Company | 3450 S. 344th Way, Suite 201 | Honolulu | HI | 96819 | 3 |  | Currently In Use |  | 10000 | Gasoline
9-101120 | TESORO 2GO # 61021 | 1950 KALIHI ST. | Honolulu | HI | 96819 | HIE Retail, LLC | 800 Gessner Road, Suite 875 | Honolulu | HI | 96819 | R-4 | 1962-06-30 | Permanently Out of Use | 1986-08-05 | 550 | Used Oil
9-101120 | TESORO 2GO # 61021 | 1950 KALIHI ST. | Honolulu | HI | 96819 | HIE Retail, LLC | 800 Gessner Road, Suite 875 | Honolulu | HI | 96819 | 3 |  | Currently In Use |  | 10000 | Gasoline
9-101120 | TESORO 2GO # 61021 | 1950 KALIHI ST. | Honolulu | HI | 96819 | HIE Retail, LLC | 800 Gessner Road, Suite 875 | Honolulu | HI | 96819 | R-3 | 1962-06-30 | Permanently Out of Use | 1986-08-05 | 2000 | Gasoline
9-101120 | TESORO 2GO # 61021 | 1950 KALIHI ST. | Honolulu | HI | 96819 | Tesoro Refining & Marketing Company | 3450 S. 344th Way, Suite 201 | Honolulu | HI | 96819 | R-4 | 1962-06-30 | Permanently Out of Use | 1986-08-05 | 550 | Used Oil
9-101120 | TESORO 2GO # 61021 | 1950 KALIHI ST. | Honolulu | HI | 96819 | HIE Retail, LLC | 800 Gessner Road, Suite 875 | Honolulu | HI | 96819 | R-2 | 1962-06-30 | Permanently Out of Use | 1986-08-05 | 5000 | Gasoline
9-101120 | TESORO 2GO # 61021 | 1950 KALIHI ST. | Honolulu | HI | 96819 | Tesoro Refining & Marketing Company | 3450 S. 344th Way, Suite 201 | Honolulu | HI | 96819 | 1 |  | Currently In Use |  | 10000 | Gasohol
9-101120 | TESORO 2GO # 61021 | 1950 KALIHI ST. | Honolulu | HI | 96819 | Tesoro Refining & Marketing Company | 3450 S. 344th Way, Suite 201 | Honolulu | HI | 96819 | r-87B - master | 1989-11-16 | Permanently out of Use | 2014-11-12 | 10000 | Gasoline
9-101120 | TESORO 2GO # 61021 | 1950 KALIHI ST. | Honolulu | HI | 96819 | HIE Retail, LLC | 800 Gessner Road, Suite 875 | Honolulu | HI | 96819 | 1 |  | Currently In Use |  | 10000 | Gasohol
9-502203 | MAUI AUTO DETAILING | 1955 MAIN ST | Wailuku | HI | 96793 | MARGERET T. QUESNEL | 7413 W. 83RD ST | Wailuku | HI | 96793 | R-002 |  | Permanently Out of Use |  | 1000 | Other
9-502203 | MAUI AUTO DETAILING | 1955 MAIN ST | Wailuku | HI | 96793 | MARGERET T. QUESNEL | 7413 W. 83RD ST | Wailuku | HI | 96793 | R-001 |  | Permanently Out of Use |  | 400 | Other
9-101450 | PACIFIC TIRE | 1955 N KING ST | Honolulu | HI | 96819 | J & B SILVA LTD. | DBA PACIFIC TIRE 1629 M-1 KINO ST | Honolulu | HI | 96819 | R-5 |  | Permanently Out of Use | 1993-07-01 | 550 | Used Oil
9-101450 | PACIFIC TIRE | 1955 N KING ST | Honolulu | HI | 96819 | J & B SILVA LTD. | DBA PACIFIC TIRE 1629 M-1 KINO ST | Honolulu | HI | 96819 | R-4 | 1966-05-15 | Permanently Out of Use | 1993-07-01 | 4000 | Diesel
9-101450 | PACIFIC TIRE | 1955 N KING ST | Honolulu | HI | 96819 | J & B SILVA LTD. | DBA PACIFIC TIRE 1629 M-1 KINO ST | Honolulu | HI | 96819 | R-3 | 1966-05-15 | Permanently Out of Use | 1993-07-01 | 4000 | Used Oil
9-101450 | PACIFIC TIRE | 1955 N KING ST | Honolulu | HI | 96819 | J & B SILVA LTD. | DBA PACIFIC TIRE 1629 M-1 KINO ST | Honolulu | HI | 96819 | R-1 | 1966-05-15 | Permanently Out of Use | 1993-07-01 | 6000 | Gasoline
9-101450 | PACIFIC TIRE | 1955 N KING ST | Honolulu | HI | 96819 | J & B SILVA LTD. | DBA PACIFIC TIRE 1629 M-1 KINO ST | Honolulu | HI | 96819 | R-2 | 1966-05-15 | Permanently Out of Use | 1993-07-01 | 6000 | Gasoline
9-501268 | IMA HANADA TRUST | 1960 MAIN ST | Wailuku | HI | 96793 | IMA HANADA TRUST | 1960 MAIN ST | Wailuku | HI | 96793 | P-5 |  | Permanently Out of Use |  |  | Other
9-501268 | IMA HANADA TRUST | 1960 MAIN ST | Wailuku | HI | 96793 | IMA HANADA TRUST | 1960 MAIN ST | Wailuku | HI | 96793 | P-1 |  | Permanently Out of Use |  |  | Other
9-501268 | IMA HANADA TRUST | 1960 MAIN ST | Wailuku | HI | 96793 | IMA HANADA TRUST | 1960 MAIN ST | Wailuku | HI | 96793 | P-2 |  | Permanently Out of Use |  |  | Other
9-501268 | IMA HANADA TRUST | 1960 MAIN ST | Wailuku | HI | 96793 | IMA HANADA TRUST | 1960 MAIN ST | Wailuku | HI | 96793 | P-3 |  | Permanently Out of Use |  |  | Other
9-501268 | IMA HANADA TRUST | 1960 MAIN ST | Wailuku | HI | 96793 | IMA HANADA TRUST | 1960 MAIN ST | Wailuku | HI | 96793 | P-4 |  | Permanently Out of Use |  |  | Other
9-500106 | Kihei 76 | 1961 S KIHEI RD | Kihei | HI | 96753 | Mid Pac Petroleum LLC | 1100 Alakea St., 8th Floor | Kihei | HI | 96753 | r-4655-2 | 1986-04-15 | Permanently out of Use | 2009-10-05 | 12000 | Gasoline
9-500106 | Kihei 76 | 1961 S KIHEI RD | Kihei | HI | 96753 | Mid Pac Petroleum LLC | 1100 Alakea St., 8th Floor | Kihei | HI | 96753 | R-4655-4 | 1960-04-15 | Permanently Out of Use | 1986-08-01 | 550 | Used Oil
9-500106 | Kihei 76 | 1961 S KIHEI RD | Kihei | HI | 96753 | Mid Pac Petroleum LLC | 1100 Alakea St., 8th Floor | Kihei | HI | 96753 | 4 | 2009-09-01 | Currently In Use |  | 6000 | Diesel
9-500106 | Kihei 76 | 1961 S KIHEI RD | Kihei | HI | 96753 | Mid Pac Petroleum LLC | 1100 Alakea St., 8th Floor | Kihei | HI | 96753 | 3 | 2009-09-01 | Currently In Use |  | 6000 | Gasohol
9-500106 | Kihei 76 | 1961 S KIHEI RD | Kihei | HI | 96753 | Mid Pac Petroleum LLC | 1100 Alakea St., 8th Floor | Kihei | HI | 96753 | r-4655-4-A | 1986-04-15 | Permanently out of Use | 2009-10-05 | 500 | Used Oil
9-500106 | Kihei 76 | 1961 S KIHEI RD | Kihei | HI | 96753 | Mid Pac Petroleum LLC | 1100 Alakea St., 8th Floor | Kihei | HI | 96753 | 1 | 2009-09-01 | Currently In Use |  | 6000 | Gasohol
9-500106 | Kihei 76 | 1961 S KIHEI RD | Kihei | HI | 96753 | Mid Pac Petroleum LLC | 1100 Alakea St., 8th Floor | Kihei | HI | 96753 | r-4655-1 | 1986-04-15 | Permanently out of Use | 2009-10-05 | 12000 | Gasoline
9-500106 | Kihei 76 | 1961 S KIHEI RD | Kihei | HI | 96753 | Mid Pac Petroleum LLC | 1100 Alakea St., 8th Floor | Kihei | HI | 96753 | R-4655-2-2 | 1960-04-15 | Permanently Out of Use | 1986-07-01 | 2000 | Gasoline
9-500106 | Kihei 76 | 1961 S KIHEI RD | Kihei | HI | 96753 | Mid Pac Petroleum LLC | 1100 Alakea St., 8th Floor | Kihei | HI | 96753 | R-4655-2-1 | 1960-04-15 | Permanently Out of Use | 1986-07-01 | 2000 | Gasoline
9-500106 | Kihei 76 | 1961 S KIHEI RD | Kihei | HI | 96753 | Mid Pac Petroleum LLC | 1100 Alakea St., 8th Floor | Kihei | HI | 96753 | R-4655-1-2 | 1964-04-15 | Permanently Out of Use | 1986-07-01 | 4000 | Gasoline
9-500106 | Kihei 76 | 1961 S KIHEI RD | Kihei | HI | 96753 | Mid Pac Petroleum LLC | 1100 Alakea St., 8th Floor | Kihei | HI | 96753 | R-4655-1-1 | 1964-04-15 | Permanently Out of Use | 1986-07-01 | 4000 | Gasoline
9-500106 | Kihei 76 | 1961 S KIHEI RD | Kihei | HI | 96753 | Mid Pac Petroleum LLC | 1100 Alakea St., 8th Floor | Kihei | HI | 96753 | 2 | 2009-09-01 | Currently In Use |  | 6000 | Gasohol
9-600485 | SUISAN COMPANY LTD. | 1965 KAMEHAMEHA AVE | Hilo | HI | 96720 | SUISAN COMPANY LTD. | 1965 KAMEHAMEHA AVE | Hilo | HI | 96720 | R-4 | 1968-05-19 | Permanently Out of Use | 1989-11-30 | 1000 | Gasoline
9-600485 | SUISAN COMPANY LTD. | 1965 KAMEHAMEHA AVE | Hilo | HI | 96720 | SUISAN COMPANY LTD. | 1965 KAMEHAMEHA AVE | Hilo | HI | 96720 | R-3 | 1968-05-19 | Permanently Out of Use | 1989-11-30 | 1000 | Gasoline
9-600485 | SUISAN COMPANY LTD. | 1965 KAMEHAMEHA AVE | Hilo | HI | 96720 | SUISAN COMPANY LTD. | 1965 KAMEHAMEHA AVE | Hilo | HI | 96720 | R-2 | 1968-05-19 | Permanently Out of Use | 1989-11-30 | 1000 | Diesel
9-600489 | TROJAN LUMBER CO., INC. | 199 MAKAALA ST | Hilo | HI | 96720 | TROJAN LUMBER CO., INC. |  | Hilo | HI | 96720 | R-1 | 1970-03-30 | Permanently Out of Use | 1991-12-10 | 550 | Gasoline
9-100062 | HIRI HARBOR TERMINAL (PMID 010103) | 2 SAND ISLAND ACCESS RD | Honolulu | HI | 96819 | BHP HAWAII INC. | P.O. BOX 3379 | Honolulu | HI | 96819 | R-UGT-1 | 1976-01-13 | Permanently Out of Use | 1997-08-01 | 5000 | Mixture
9-600639 | JAMES H. LUKE & SONS, INC. | 20 GOVERNMENT RD / P.O. BOX 308 | Hawi | HI | 96719 | JAMES H. LUKE & SONS, INC. | 20 GOV'T. RD. / HAWI BOX 308 | Hawi | HI | 96719 | R-2 | 1957-04-28 | Permanently Out of Use | 1994-04-30 | 550 | Gasoline
9-600639 | JAMES H. LUKE & SONS, INC. | 20 GOVERNMENT RD / P.O. BOX 308 | Hawi | HI | 96719 | JAMES H. LUKE & SONS, INC. | 20 GOV'T. RD. / HAWI BOX 308 | Hawi | HI | 96719 | R-1 | 1957-04-28 | Permanently Out of Use | 1994-04-30 | 550 | Gasoline
9-301129 | RAWLINS CHEVRON SERVICE | 20 MAUNALOA HWY | Kaunakakai | HI | 96748 | RAWLINS ENTERPRISES DBA RAWLINS CHEVRON SERVICE | 20 MAUNALOA | Kaunakakai | HI | 96748 | R-003 | 1971-09-01 | Permanently Out of Use | 1986-12-01 | 5000 | Gasoline
9-301129 | RAWLINS CHEVRON SERVICE | 20 MAUNALOA HWY | Kaunakakai | HI | 96748 | RAWLINS ENTERPRISES DBA RAWLINS CHEVRON SERVICE | 20 MAUNALOA | Kaunakakai | HI | 96748 | R-001 | 1971-09-01 | Permanently Out of Use | 1986-12-01 | 10000 | Gasoline
9-301129 | RAWLINS CHEVRON SERVICE | 20 MAUNALOA HWY | Kaunakakai | HI | 96748 | RAWLINS ENTERPRISES DBA RAWLINS CHEVRON SERVICE | 20 MAUNALOA | Kaunakakai | HI | 96748 | R-4 | 1986-12-01 | Permanently Out of Use | 1997-09-05 | 1000 | Used Oil
9-301129 | RAWLINS CHEVRON SERVICE | 20 MAUNALOA HWY | Kaunakakai | HI | 96748 | RAWLINS ENTERPRISES DBA RAWLINS CHEVRON SERVICE | 20 MAUNALOA | Kaunakakai | HI | 96748 | 3 | 1986-12-01 | Currently in Use |  | 10000 | Diesel
9-301129 | RAWLINS CHEVRON SERVICE | 20 MAUNALOA HWY | Kaunakakai | HI | 96748 | RAWLINS ENTERPRISES DBA RAWLINS CHEVRON SERVICE | 20 MAUNALOA | Kaunakakai | HI | 96748 | 2 | 1996-12-01 | Currently in Use |  | 10000 | Gasoline
9-301129 | RAWLINS CHEVRON SERVICE | 20 MAUNALOA HWY | Kaunakakai | HI | 96748 | RAWLINS ENTERPRISES DBA RAWLINS CHEVRON SERVICE | 20 MAUNALOA | Kaunakakai | HI | 96748 | 1 | 1986-12-01 | Currently in Use |  | 10000 | Gasoline
9-301129 | RAWLINS CHEVRON SERVICE | 20 MAUNALOA HWY | Kaunakakai | HI | 96748 | RAWLINS ENTERPRISES DBA RAWLINS CHEVRON SERVICE | 20 MAUNALOA | Kaunakakai | HI | 96748 | R-004 | 1971-09-01 | Permanently Out of Use | 1986-12-01 | 1000 | Used Oil
9-301129 | RAWLINS CHEVRON SERVICE | 20 MAUNALOA HWY | Kaunakakai | HI | 96748 | RAWLINS ENTERPRISES DBA RAWLINS CHEVRON SERVICE | 20 MAUNALOA | Kaunakakai | HI | 96748 | R-002 | 1971-09-01 | Permanently Out of Use | 1986-12-01 | 10000 | Gasoline
9-601362 | FIRESTONE TIRE/RUBBER | 200 KANOELEHUA & KUAWA ST | Hilo | HI | 96720 | B&C TRUST C/O ALAKAI REALITY INC | 688 KINOOLE ST.#102 | Hilo | HI | 96720 | R-01 | 1987-04-30 | Permanently Out of Use | 1986-11-30 | 280 | Used Oil
9-501899 | HYATT REGENCY MAUI | 200 NOHEA KAI DR | Lahaina | HI | 96761 | CCHH MAUI LLC | 200 Nohea Kai Dr. | Lahaina | HI | 96761 | 2 | 1994-02-01 | Currently In Use |  | 12000 | Diesel
9-501899 | HYATT REGENCY MAUI | 200 NOHEA KAI DR | Lahaina | HI | 96761 | CCHH MAUI LLC | 200 Nohea Kai Dr. | Lahaina | HI | 96761 | R-1 | 1979-12-30 | Permanently Out of Use | 1994-03-30 | 12000 | Diesel
9-503420 | County of Maui - Civil Defense | 200 S HIGH ST | Wailuku | HI | 96793 | County of Maui - Civil Defense |  | Wailuku | HI | 96793 | R-M-1 | 1973-06-01 | Permanently Out of Use | 1998-11-13 | 1700 | Diesel
9-503420 | County of Maui - Civil Defense | 200 S HIGH ST | Wailuku | HI | 96793 | County of Maui - Civil Defense |  | Wailuku | HI | 96793 | M-2 | 1998-11-01 | Currently In Use |  | 2000 | Diesel
9-603380 | UH Hilo | 200 W KAWILI ST | Hilo | HI | 96720 | STATE U.H. - HAWAII COMMUNITY COLLEGE | FACILITIES PLANNING & CONSTRUCTION OFFICE 200 W. KAWILI ST | Hilo | HI | 96720 | R-4 | 1983-01-01 | Permanently Out of Use | 1999-05-18 | 500 | Kerosene
9-603380 | UH Hilo | 200 W KAWILI ST | Hilo | HI | 96720 | STATE U.H. - HAWAII COMMUNITY COLLEGE | FACILITIES PLANNING & CONSTRUCTION OFFICE 200 W. KAWILI ST | Hilo | HI | 96720 | R-7 | 1983-01-01 | Permanently Out of Use | 1999-05-18 | 550 | Diesel
9-603380 | UH Hilo | 200 W KAWILI ST | Hilo | HI | 96720 | STATE U.H. - HAWAII COMMUNITY COLLEGE | FACILITIES PLANNING & CONSTRUCTION OFFICE 200 W. KAWILI ST | Hilo | HI | 96720 | R-3 | 1983-01-01 | Permanently Out of Use | 1999-05-18 | 500 | Kerosene
9-603380 | UH Hilo | 200 W KAWILI ST | Hilo | HI | 96720 | STATE U.H. - HAWAII COMMUNITY COLLEGE | FACILITIES PLANNING & CONSTRUCTION OFFICE 200 W. KAWILI ST | Hilo | HI | 96720 | R-5 | 1983-01-01 | Permanently Out of Use | 1999-05-18 | 250 | Used Oil
9-603380 | UH Hilo | 200 W KAWILI ST | Hilo | HI | 96720 | STATE U.H. - HAWAII COMMUNITY COLLEGE | FACILITIES PLANNING & CONSTRUCTION OFFICE 200 W. KAWILI ST | Hilo | HI | 96720 | R-6 | 1983-01-01 | Permanently Out of Use | 1999-05-18 | 250 | Used Oil
9-603380 | UH Hilo | 200 W KAWILI ST | Hilo | HI | 96720 | STATE U.H. - HAWAII COMMUNITY COLLEGE | FACILITIES PLANNING & CONSTRUCTION OFFICE 200 W. KAWILI ST | Hilo | HI | 96720 | R-1 |  | Permanently Out of Use | 1998-05-20 | 850 | Diesel
9-603380 | UH Hilo | 200 W KAWILI ST | Hilo | HI | 96720 | STATE U.H. - HAWAII COMMUNITY COLLEGE | FACILITIES PLANNING & CONSTRUCTION OFFICE 200 W. KAWILI ST | Hilo | HI | 96720 | R-2 |  | Permanently Out of Use | 1998-05-20 | 550 | Gasoline
9-603380 | UH Hilo | 200 W KAWILI ST | Hilo | HI | 96720 | STATE U.H. - HAWAII COMMUNITY COLLEGE | FACILITIES PLANNING & CONSTRUCTION OFFICE 200 W. KAWILI ST | Hilo | HI | 96720 | R-8 | 1983-01-01 | Permanently Out of Use | 1999-05-18 | 250 | Used Oil
9-103364 | UH MANOA AC REPAIR SHOP | 2002 EAST-WEST RD BLDG 113 | Honolulu | HI | 96822 | STATE UNIVERSITYOF HAWAII - MANOA | ENVIRONMENTAL OFFICE 2040 EAST-WEST RD | Honolulu | HI | 96822 | R-B-3 | 1950-01-01 | Permanently Out of Use | 1998-05-26 | 1200 | Diesel
9-103364 | UH MANOA AC REPAIR SHOP | 2002 EAST-WEST RD BLDG 113 | Honolulu | HI | 96822 | STATE UNIVERSITYOF HAWAII - MANOA | ENVIRONMENTAL OFFICE 2040 EAST-WEST RD | Honolulu | HI | 96822 | R-B-2 | 1950-01-01 | Permanently Out of Use | 1998-05-26 | 1200 | Gasoline
9-103364 | UH MANOA AC REPAIR SHOP | 2002 EAST-WEST RD BLDG 113 | Honolulu | HI | 96822 | STATE UNIVERSITYOF HAWAII - MANOA | ENVIRONMENTAL OFFICE 2040 EAST-WEST RD | Honolulu | HI | 96822 | R-B-1 | 1950-01-01 | Permanently Out of Use | 1998-05-26 | 1200 | Gasoline
9-100367 | HI ELECTRICIAN'S TRAINING CENTER | 2002 KALANI ST | Honolulu | HI | 96819 | HI ELECTRICIAN'S TRAINING CENTER | 1935 HAU St | Honolulu | HI | 96819 | 01 | 1971-03-18 | Permanently Out of Use |  | 1000 | Gasoline
9-102430 | INTERNATIONAL PLUMBING | 2003 WATERHOUSE ST | Honolulu | HI | 96819 | LOWELL PANG | INTERNATIONAL PLUMBING / 2003 WATERHOUSE ST | Honolulu | HI | 96819 | R-1 |  | Permanently Out of Use |  | 2000 | Gasoline
9-101028 | PACIFIC HEIGHTS SHELL | 2004 PACIFIC HEIGHTS RD | Honolulu | HI | 96813 | ALOHA PETROLEUM, LTD. | 1132 BISHOP STREET, SUITE 1700 | Honolulu | HI | 96813 | 3 | 1990-07-18 | Currently in Use |  | 10000 | Gasohol
9-101028 | PACIFIC HEIGHTS SHELL | 2004 PACIFIC HEIGHTS RD | Honolulu | HI | 96813 | ALOHA PETROLEUM, LTD. | 1132 BISHOP STREET, SUITE 1700 | Honolulu | HI | 96813 | 1 | 1990-07-18 | Currently in Use |  | 10000 | Gasohol
9-101028 | PACIFIC HEIGHTS SHELL | 2004 PACIFIC HEIGHTS RD | Honolulu | HI | 96813 | ALOHA PETROLEUM, LTD. | 1132 BISHOP STREET, SUITE 1700 | Honolulu | HI | 96813 | R-5 | 1971-04-19 | Permanently Out of Use | 1990-07-18 | 8000 | Gasoline
9-101028 | PACIFIC HEIGHTS SHELL | 2004 PACIFIC HEIGHTS RD | Honolulu | HI | 96813 | ALOHA PETROLEUM, LTD. | 1132 BISHOP STREET, SUITE 1700 | Honolulu | HI | 96813 | 4 | 1990-07-18 | Currently in Use |  | 550 | Used Oil
9-101028 | PACIFIC HEIGHTS SHELL | 2004 PACIFIC HEIGHTS RD | Honolulu | HI | 96813 | ALOHA PETROLEUM, LTD. | 1132 BISHOP STREET, SUITE 1700 | Honolulu | HI | 96813 | R-4 | 1962-04-18 | Permanently Out of Use | 1990-07-18 | 2000 | Gasoline
9-101028 | PACIFIC HEIGHTS SHELL | 2004 PACIFIC HEIGHTS RD | Honolulu | HI | 96813 | ALOHA PETROLEUM, LTD. | 1132 BISHOP STREET, SUITE 1700 | Honolulu | HI | 96813 | R-3 | 1962-04-18 | Permanently Out of Use | 1990-07-18 | 2000 | Gasoline
9-101028 | PACIFIC HEIGHTS SHELL | 2004 PACIFIC HEIGHTS RD | Honolulu | HI | 96813 | ALOHA PETROLEUM, LTD. | 1132 BISHOP STREET, SUITE 1700 | Honolulu | HI | 96813 | 2 | 1990-07-18 | Currently in Use |  | 10000 | Gasohol
9-101028 | PACIFIC HEIGHTS SHELL | 2004 PACIFIC HEIGHTS RD | Honolulu | HI | 96813 | ALOHA PETROLEUM, LTD. | 1132 BISHOP STREET, SUITE 1700 | Honolulu | HI | 96813 | R-2 | 1962-04-18 | Permanently Out of Use | 1990-07-18 | 3000 | Gasoline
9-101028 | PACIFIC HEIGHTS SHELL | 2004 PACIFIC HEIGHTS RD | Honolulu | HI | 96813 | ALOHA PETROLEUM, LTD. | 1132 BISHOP STREET, SUITE 1700 | Honolulu | HI | 96813 | R-1 | 1962-04-18 | Permanently Out of Use | 1990-07-18 | 2000 | Gasoline
9-101028 | PACIFIC HEIGHTS SHELL | 2004 PACIFIC HEIGHTS RD | Honolulu | HI | 96813 | ALOHA PETROLEUM, LTD. | 1132 BISHOP STREET, SUITE 1700 | Honolulu | HI | 96813 | R-6 | 1974-04-01 | Permanently Out of Use | 1990-07-18 | 550 | Used Oil
9-101028 | PACIFIC HEIGHTS SHELL | 2004 PACIFIC HEIGHTS RD | Honolulu | HI | 96813 | ALOHA PETROLEUM, LTD. | 1132 BISHOP STREET, SUITE 1700 | Honolulu | HI | 96813 | 87 11 | 1990-07-18 | Currently in Use |  | 10000 | Gasoline
9-100818 | HILTON HAWAIIAN VILLAGE | 2005 KALIA RD | Honolulu | HI | 96815 | HILTON HAWAIIAN VILLAGE | 2005 Kalia Rd | Honolulu | HI | 96815 | r-2 | 1981-04-04 | Permanently out of Use | 2014-08-23 | 12000 | Diesel
9-100818 | HILTON HAWAIIAN VILLAGE | 2005 KALIA RD | Honolulu | HI | 96815 | HILTON HAWAIIAN VILLAGE | 2005 Kalia Rd | Honolulu | HI | 96815 | r--1 | 1981-04-04 | Permanently out of Use | 2014-08-23 | 12000 | Diesel
9-100818 | HILTON HAWAIIAN VILLAGE | 2005 KALIA RD | Honolulu | HI | 96815 | HILTON HAWAIIAN VILLAGE | 2005 Kalia Rd | Honolulu | HI | 96815 | R-3 | 1971-04-05 | Permanently Out of Use | 1990-09-18 | 6500 | Gasoline
9-100818 | HILTON HAWAIIAN VILLAGE | 2005 KALIA RD | Honolulu | HI | 96815 | HILTON HAWAIIAN VILLAGE | 2005 Kalia Rd | Honolulu | HI | 96815 | R-4 | 1966-04-04 | Permanently Out of Use | 1990-09-18 | 550 | Diesel
9-102401 | C.W. ASSOCIATES, INC. | 2006 KALIHI ST | Honolulu | HI | 96819 | C.W. ASSOCIATES, INC. DBA GEOLABS HAWAII | 2006 KALIHI ST | Honolulu | HI | 96819 | R-002 | 1960-12-31 | Permanently Out of Use | 1993-10-26 | 3600 | Gasoline
9-102401 | C.W. ASSOCIATES, INC. | 2006 KALIHI ST | Honolulu | HI | 96819 | C.W. ASSOCIATES, INC. DBA GEOLABS HAWAII | 2006 KALIHI ST | Honolulu | HI | 96819 | R-001 | 1960-12-31 | Permanently Out of Use | 1993-10-26 | 5000 | Gasoline
9-102706 | VICTOR & JEANETTE LEE | 2010 DEMOCRAT ST | Honolulu | HI | 96819 | VICTOR & JEANETTE LEE | 4432-A PUUPANIUI AVE | Honolulu | HI | 96819 | R-1 | 1966-12-30 | Permanently Out of Use | 1989-12-30 | 1000 | Gasoline
9-501748 | Lahaina SPS2 (Honoapiilani) | 2010 Honoapiilani Hwy / Kaanapali Hwy | Lahaina | HI | 96761 | COUNTY OF MAUI - PUBLIC WORKS & WASTE MANAGEMENT | 200 S HIGH ST | Lahaina | HI | 96761 | R-M-1 | 1978-05-05 | Permanently Out of Use | 1998-09-30 | 250 | Diesel
9-101232 | FASTOP PETROLEUM MARKETING, INC. | 2011 N SCHOOL ST | Honolulu | HI | 96819 | FASTOP PETROLEUM MARKETING, INC. | 727 WAIAKAMILO ROAD P.O. BOX 19128 | Honolulu | HI | 96819 | R-4 | 1970-06-22 | Permanently Out of Use | 1987-06-22 | 1000 | Used Oil
9-101232 | FASTOP PETROLEUM MARKETING, INC. | 2011 N SCHOOL ST | Honolulu | HI | 96819 | FASTOP PETROLEUM MARKETING, INC. | 727 WAIAKAMILO ROAD P.O. BOX 19128 | Honolulu | HI | 96819 | R-3 | 1970-06-22 | Permanently Out of Use | 1987-06-22 | 5000 | Gasoline
9-101232 | FASTOP PETROLEUM MARKETING, INC. | 2011 N SCHOOL ST | Honolulu | HI | 96819 | FASTOP PETROLEUM MARKETING, INC. | 727 WAIAKAMILO ROAD P.O. BOX 19128 | Honolulu | HI | 96819 | R-2 | 1970-06-22 | Permanently Out of Use | 1987-06-22 | 10000 | Gasoline
9-101232 | FASTOP PETROLEUM MARKETING, INC. | 2011 N SCHOOL ST | Honolulu | HI | 96819 | FASTOP PETROLEUM MARKETING, INC. | 727 WAIAKAMILO ROAD P.O. BOX 19128 | Honolulu | HI | 96819 | 92 | 1988-10-26 | Currently In Use |  | 10000 | Gasoline
9-101232 | FASTOP PETROLEUM MARKETING, INC. | 2011 N SCHOOL ST | Honolulu | HI | 96819 | FASTOP PETROLEUM MARKETING, INC. | 727 WAIAKAMILO ROAD P.O. BOX 19128 | Honolulu | HI | 96819 | 87 | 1988-10-26 | Currently in Use |  | 10000 | Gasoline
9-101232 | FASTOP PETROLEUM MARKETING, INC. | 2011 N SCHOOL ST | Honolulu | HI | 96819 | FASTOP PETROLEUM MARKETING, INC. | 727 WAIAKAMILO ROAD P.O. BOX 19128 | Honolulu | HI | 96819 | R-1 | 1970-06-22 | Permanently Out of Use | 1987-06-21 | 10000 | Gasoline
9-103157 | UNIVERSITY OF HAWAII FEDERAL CRE | 2019 S KING ST | Honolulu | HI | 96826 | UNDETERMINED AT THIS TIME | Address Unknown | Honolulu | HI | 96826 | R-2 |  | Permanently Out of Use | 1996-03-01 | 300 | Not Listed
9-103157 | UNIVERSITY OF HAWAII FEDERAL CRE | 2019 S KING ST | Honolulu | HI | 96826 | UNDETERMINED AT THIS TIME | Address Unknown | Honolulu | HI | 96826 | R-1 |  | Permanently Out of Use | 1996-03-01 | 1000 | Not Listed
9-103157 | UNIVERSITY OF HAWAII FEDERAL CRE | 2019 S KING ST | Honolulu | HI | 96826 | UNDETERMINED AT THIS TIME | Address Unknown | Honolulu | HI | 96826 | R-5 |  | Permanently Out of Use | 1996-03-01 | 300 | Not Listed
9-103157 | UNIVERSITY OF HAWAII FEDERAL CRE | 2019 S KING ST | Honolulu | HI | 96826 | UNDETERMINED AT THIS TIME | Address Unknown | Honolulu | HI | 96826 | R-4 |  | Permanently Out of Use | 1996-03-01 | 550 | Not Listed
9-103157 | UNIVERSITY OF HAWAII FEDERAL CRE | 2019 S KING ST | Honolulu | HI | 96826 | UNDETERMINED AT THIS TIME | Address Unknown | Honolulu | HI | 96826 | R-3 |  | Permanently Out of Use | 1996-03-01 | 300 | Not Listed
9-602933 | TOM OKANO ENTERPRISES, INC | 202 HOLOMUA ST | Hilo | HI | 96720 | TOM OKANO ENTERPRISES, INC | 524 KALANIKOA ST | Hilo | HI | 96720 | R-1 | 1965-12-30 | Permanently Out of Use | 1994-07-12 | 1000 | Gasoline
9-502448 | DORVIN LEIS CO INC | 202 LALO ST | Kahului | HI | 96732 | DORVIN LEIS CO., INC | 202 LALO ST | Kahului | HI | 96732 | R-2 |  | Permanently Out of Use | 1992-03-30 | 2000 | Diesel
9-502448 | DORVIN LEIS CO INC | 202 LALO ST | Kahului | HI | 96732 | DORVIN LEIS CO., INC | 202 LALO ST | Kahului | HI | 96732 | R-1 |  | Permanently Out of Use | 1992-03-30 | 2000 | Gasoline
9-502448 | DORVIN LEIS CO INC | 202 LALO ST | Kahului | HI | 96732 | DORVIN LEIS CO., INC | 202 LALO ST | Kahului | HI | 96732 | R-3 |  | Permanently Out of Use | 1992-03-30 | 2000 | Gasoline
9-201205 | 7-11 WAHIAWA | 202 N KAMEHAMEHA HWY | Wahiawa | HI | 96786 | Mid Pac Petroleum LLC | 1100 Alakea Street, 8th floor | Wahiawa | HI | 96786 | 92 | 1990-05-25 | Currently in Use |  | 10000 | Gasoline
9-201205 | 7-11 WAHIAWA | 202 N KAMEHAMEHA HWY | Wahiawa | HI | 96786 | Mid Pac Petroleum LLC | 1100 Alakea Street, 8th floor | Wahiawa | HI | 96786 | R-03 | 1970-04-04 | Permanently Out of Use | 1990-02-22 | 5000 | Gasoline
9-201205 | 7-11 WAHIAWA | 202 N KAMEHAMEHA HWY | Wahiawa | HI | 96786 | Mid Pac Petroleum LLC | 1100 Alakea Street, 8th floor | Wahiawa | HI | 96786 | R-02 | 1966-04-04 | Permanently Out of Use | 1990-02-22 | 7000 | Gasoline
9-201205 | 7-11 WAHIAWA | 202 N KAMEHAMEHA HWY | Wahiawa | HI | 96786 | Mid Pac Petroleum LLC | 1100 Alakea Street, 8th floor | Wahiawa | HI | 96786 | R-01 | 1966-04-04 | Permanently Out of Use | 1990-02-22 | 7000 | Gasoline
9-201205 | 7-11 WAHIAWA | 202 N KAMEHAMEHA HWY | Wahiawa | HI | 96786 | Mid Pac Petroleum LLC | 1100 Alakea Street, 8th floor | Wahiawa | HI | 96786 | 87 | 1990-05-25 | Currently in Use |  | 10000 | Gasoline
9-102676 | UNIQ DISTRIBUTING CORP | 2020 AUIKI ST | Honolulu | HI | 96819 | ALFRED I. CASTILLO (LEASEE) | PAC X WAREHOUSE COMPANY / 105 PUUHALE ST | Honolulu | HI | 96819 | R-1 |  | Permanently Out of Use | 1992-03-17 | 550 | Gasoline
9-102676 | UNIQ DISTRIBUTING CORP | 2020 AUIKI ST | Honolulu | HI | 96819 | ALFRED I. CASTILLO (LEASEE) | PAC X WAREHOUSE COMPANY / 105 PUUHALE ST | Honolulu | HI | 96819 | R-2 |  | Permanently Out of Use | 1992-03-17 | 550 | Diesel
9-100328 | AIM WAIKIKI | 2025 KALAKAUA AVE. | Honolulu | HI | 96815 | ALOHA PETROLEUM, LTD. | 1132 Bishop Street, Suite 1700 | Honolulu | HI | 96815 | 87b | 1985-02-06 | Currently in Use |  | 10000 | Gasohol
9-100328 | AIM WAIKIKI | 2025 KALAKAUA AVE. | Honolulu | HI | 96815 | ALOHA PETROLEUM, LTD. | 1132 Bishop Street, Suite 1700 | Honolulu | HI | 96815 | 87a | 1985-02-06 | Currently in Use |  | 10000 | Gasohol
9-100328 | AIM WAIKIKI | 2025 KALAKAUA AVE. | Honolulu | HI | 96815 | ALOHA PETROLEUM, LTD. | 1132 Bishop Street, Suite 1700 | Honolulu | HI | 96815 | R-1 | 1985-02-06 | Permanently Out of Use | 1994-08-10 | 550 | Used Oil
9-100328 | AIM WAIKIKI | 2025 KALAKAUA AVE. | Honolulu | HI | 96815 | ALOHA PETROLEUM, LTD. | 1132 Bishop Street, Suite 1700 | Honolulu | HI | 96815 | 89 | 1985-02-06 | Currently in Use |  | 10000 | Gasohol
9-100328 | AIM WAIKIKI | 2025 KALAKAUA AVE. | Honolulu | HI | 96815 | ALOHA PETROLEUM, LTD. | 1132 Bishop Street, Suite 1700 | Honolulu | HI | 96815 | 92 | 1985-02-06 | Currently in Use |  | 10000 | Gasohol
9-102697 | C.K. CASH | 2026 COLBURN ST | Honolulu | HI | 96820 | C.K. CASH | P.O. BOX 29355 | Honolulu | HI | 96820 | R-1 | 1959-04-17 | Permanently Out of Use | 1992-10-12 | 1000 | Gasoline
9-501588 | VALLEY ISLE MOTORS LTD | 2026 MAIN ST | Wailuku | HI | 96793 | VALLEY ISLE MOTORS, LTD. | 2026 MAIN St | Wailuku | HI | 96793 | R-1 | 1966-04-22 | Permanently Out of Use | 1990-05-10 | 1000 | Used Oil
9-501588 | VALLEY ISLE MOTORS LTD | 2026 MAIN ST | Wailuku | HI | 96793 | VALLEY ISLE MOTORS, LTD. | 2026 MAIN St | Wailuku | HI | 96793 | R-2 | 1966-04-22 | Permanently Out of Use | 1990-05-10 | 1000 | Used Oil
9-501588 | VALLEY ISLE MOTORS LTD | 2026 MAIN ST | Wailuku | HI | 96793 | VALLEY ISLE MOTORS, LTD. | 2026 MAIN St | Wailuku | HI | 96793 | R-8 |  | Permanently Out of Use | 1990-01-01 | 300 | Kerosene
9-501588 | VALLEY ISLE MOTORS LTD | 2026 MAIN ST | Wailuku | HI | 96793 | VALLEY ISLE MOTORS, LTD. | 2026 MAIN St | Wailuku | HI | 96793 | R-3 |  | Permanently Out of Use | 1990-05-10 | 1000 | Used Oil
9-501588 | VALLEY ISLE MOTORS LTD | 2026 MAIN ST | Wailuku | HI | 96793 | VALLEY ISLE MOTORS, LTD. | 2026 MAIN St | Wailuku | HI | 96793 | r-6 |  | Permanently Out of Use | 1990-01-01 | 1000 | Gasoline
9-501588 | VALLEY ISLE MOTORS LTD | 2026 MAIN ST | Wailuku | HI | 96793 | VALLEY ISLE MOTORS, LTD. | 2026 MAIN St | Wailuku | HI | 96793 | r-5 |  | Permanently Out of Use | 1990-01-01 | 1000 | Gasoline
9-501588 | VALLEY ISLE MOTORS LTD | 2026 MAIN ST | Wailuku | HI | 96793 | VALLEY ISLE MOTORS, LTD. | 2026 MAIN St | Wailuku | HI | 96793 | R-4 |  | Permanently Out of Use | 1990-01-01 | 1000 | Gasoline
9-501588 | VALLEY ISLE MOTORS LTD | 2026 MAIN ST | Wailuku | HI | 96793 | VALLEY ISLE MOTORS, LTD. | 2026 MAIN St | Wailuku | HI | 96793 | R-7 |  | Permanently Out of Use | 2000-10-01 | 300 | Used Oil
9-102443 | U.H. MOTOR POOL | 2027 EAST WEST RD | Honolulu | HI | 96822 | STATE UNIVERSITYOF HAWAII - MANOA | ENVIRONMENTAL OFFICE 2040 EAST-WEST RD | Honolulu | HI | 96822 | R-4 | 1975-01-01 | Permanently Out of Use | 1998-11-20 | 550 | Diesel
9-102443 | U.H. MOTOR POOL | 2027 EAST WEST RD | Honolulu | HI | 96822 | STATE UNIVERSITYOF HAWAII - MANOA | ENVIRONMENTAL OFFICE 2040 EAST-WEST RD | Honolulu | HI | 96822 | R-2 | 1976-10-30 | Permanently Out of Use | 1998-11-25 | 3000 | Gasoline
9-102443 | U.H. MOTOR POOL | 2027 EAST WEST RD | Honolulu | HI | 96822 | STATE UNIVERSITYOF HAWAII - MANOA | ENVIRONMENTAL OFFICE 2040 EAST-WEST RD | Honolulu | HI | 96822 | R-1 | 1976-10-30 | Permanently Out of Use | 1998-11-25 | 1000 | Gasoline
9-102443 | U.H. MOTOR POOL | 2027 EAST WEST RD | Honolulu | HI | 96822 | STATE UNIVERSITYOF HAWAII - MANOA | ENVIRONMENTAL OFFICE 2040 EAST-WEST RD | Honolulu | HI | 96822 | R-3 | 1976-10-30 | Permanently Out of Use | 1998-11-25 | 2000 | Gasoline
9-102443 | U.H. MOTOR POOL | 2027 EAST WEST RD | Honolulu | HI | 96822 | STATE UNIVERSITYOF HAWAII - MANOA | ENVIRONMENTAL OFFICE 2040 EAST-WEST RD | Honolulu | HI | 96822 | R-5 | 1975-01-01 | Permanently Out of Use | 1998-11-20 | 550 | Diesel
9-101866 | Wilder Avenue 7-11 & 76 station | 2028 WILDER AVE. | Honolulu | HI | 96822 | Mid Pac Petroleum LLC | 1100 Alakea Street, 8th floor | Honolulu | HI | 96822 | 2 |  | Currently In Use |  | 12000 | Gasoline
9-101866 | Wilder Avenue 7-11 & 76 station | 2028 WILDER AVE. | Honolulu | HI | 96822 | Mid Pac Petroleum LLC | 1100 Alakea Street, 8th floor | Honolulu | HI | 96822 | r-92 | 1989-06-30 | Permanently out of Use | 2012-09-14 | 10000 | Gasoline
9-101866 | Wilder Avenue 7-11 & 76 station | 2028 WILDER AVE. | Honolulu | HI | 96822 | Mid Pac Petroleum LLC | 1100 Alakea Street, 8th floor | Honolulu | HI | 96822 | r-89 | 1989-06-30 | Permanently out of Use | 2012-09-14 | 10000 | Gasoline
9-101866 | Wilder Avenue 7-11 & 76 station | 2028 WILDER AVE. | Honolulu | HI | 96822 | Mid Pac Petroleum LLC | 1100 Alakea Street, 8th floor | Honolulu | HI | 96822 | r-87 | 1989-06-30 | Permanently out of Use | 2012-09-14 | 10000 | Gasoline
9-101866 | Wilder Avenue 7-11 & 76 station | 2028 WILDER AVE. | Honolulu | HI | 96822 | Mid Pac Petroleum LLC | 1100 Alakea Street, 8th floor | Honolulu | HI | 96822 | 1 |  | Currently In Use |  | 12000 | Gasoline
9-101114 | LINDSEY'S WILDER SERVICE | 2030 WILDER AVE | Honolulu | HI | 96822 | CHEVRON PRODUCTS COMPANY | 91-480 MALAKOLE ST. | Honolulu | HI | 96822 | R-2 | 1957-06-30 | Permanently Out of Use | 1987-07-15 | 7500 | Gasoline
9-101114 | LINDSEY'S WILDER SERVICE | 2030 WILDER AVE | Honolulu | HI | 96822 | CHEVRON PRODUCTS COMPANY | 91-480 MALAKOLE ST. | Honolulu | HI | 96822 | R-3 | 1957-06-30 | Permanently Out of Use | 1987-07-15 | 2000 | Gasoline
9-101114 | LINDSEY'S WILDER SERVICE | 2030 WILDER AVE | Honolulu | HI | 96822 | CHEVRON PRODUCTS COMPANY | 91-480 MALAKOLE ST. | Honolulu | HI | 96822 | R-5 | 1957-06-30 | Permanently Out of Use | 1987-07-15 | 550 | Used Oil
9-101114 | LINDSEY'S WILDER SERVICE | 2030 WILDER AVE | Honolulu | HI | 96822 | CHEVRON PRODUCTS COMPANY | 91-480 MALAKOLE ST. | Honolulu | HI | 96822 | R-1 | 1957-06-30 | Permanently Out of Use | 1987-07-15 | 4000 | Gasoline
9-101114 | LINDSEY'S WILDER SERVICE | 2030 WILDER AVE | Honolulu | HI | 96822 | CHEVRON PRODUCTS COMPANY | 91-480 MALAKOLE ST. | Honolulu | HI | 96822 | R-4 | 1964-07-30 | Permanently Out of Use | 1987-07-15 | 6000 | Gasoline
9-100525 | PUNAHOU CENTRAL OFFICE | 2054 YOUNG ST | Honolulu | HI | 96826 | Hawaiian Telcom | P.O. Box 2200 | Honolulu | HI | 96826 | R-M-001 | 1970-05-07 | Permanently Out of Use | 1996-07-23 | 2500 | Diesel
9-100525 | PUNAHOU CENTRAL OFFICE | 2054 YOUNG ST | Honolulu | HI | 96826 | Hawaiian Telcom | P.O. Box 2200 | Honolulu | HI | 96826 | M-1 | 1996-11-01 | Currently In Use |  | 2500 | Diesel
9-600652 | KUWAYE TRUCKING INC. | 2055 KAMEHAMEHA AVE | Hilo | HI | 96720 | KUWAYE TRUCKING INC. | 2055 KAMEHAMEHA AVE | Hilo | HI | 96720 | R-3 | 1961-05-05 | Permanently Out of Use | 1986-12-30 |  | Used Oil
9-600652 | KUWAYE TRUCKING INC. | 2055 KAMEHAMEHA AVE | Hilo | HI | 96720 | KUWAYE TRUCKING INC. | 2055 KAMEHAMEHA AVE | Hilo | HI | 96720 | R-2 | 1961-05-05 | Permanently Out of Use | 1993-05-19 | 7000 | Gasoline
9-600652 | KUWAYE TRUCKING INC. | 2055 KAMEHAMEHA AVE | Hilo | HI | 96720 | KUWAYE TRUCKING INC. | 2055 KAMEHAMEHA AVE | Hilo | HI | 96720 | R-1 | 1961-05-05 | Permanently Out of Use | 1992-05-19 | 7000 | Diesel
9-100313 | Dillingham Shell | 2066 DILLINGHAM BLVD | Honolulu | HI | 96819 | EQUILON ENTERPRISES, LLC DBA SHELL OIL PRODUCTS US | P.O. Box 3820 | Honolulu | HI | 96819 | R-004 | 1960-04-22 | Permanently Out of Use | 1990-06-30 | 500 | Used Oil
9-100313 | Dillingham Shell | 2066 DILLINGHAM BLVD | Honolulu | HI | 96819 | EQUILON ENTERPRISES, LLC DBA SHELL OIL PRODUCTS US | P.O. Box 3820 | Honolulu | HI | 96819 | r-89 | 1984-04-22 | Permanently Out of Use | 2005-03-01 | 8000 | Gasoline
9-100313 | Dillingham Shell | 2066 DILLINGHAM BLVD | Honolulu | HI | 96819 | EQUILON ENTERPRISES, LLC DBA SHELL OIL PRODUCTS US | P.O. Box 3820 | Honolulu | HI | 96819 | R-uo | 1990-06-30 | Permanently Out of Use | 2004-01-31 | 550 | Used Oil
9-100313 | Dillingham Shell | 2066 DILLINGHAM BLVD | Honolulu | HI | 96819 | EQUILON ENTERPRISES, LLC DBA SHELL OIL PRODUCTS US | P.O. Box 3820 | Honolulu | HI | 96819 | r-87 | 1984-04-22 | Permanently Out of Use | 2005-03-01 | 8000 | Gasoline
9-100313 | Dillingham Shell | 2066 DILLINGHAM BLVD | Honolulu | HI | 96819 | EQUILON ENTERPRISES, LLC DBA SHELL OIL PRODUCTS US | P.O. Box 3820 | Honolulu | HI | 96819 | r-92 | 1984-04-22 | Permanently Out of Use | 2005-03-01 | 8000 | Gasoline
9-100496 | Verizion Hawaii | 207 KEAWE ST | Honolulu | HI | 96813 | VERIZON HAWAII | 1177 BISHOP ST. P.O. BOX 2200 Hon.HI 96841 | Honolulu | HI | 96813 | R-1 | 1981-07-01 | Permanently Out of Use | 1997-03-24 | 10000 | Diesel
9-101719 | BROWNING-FERRIS INDUSTRIES OF HAWAII | 207 PUUHALE RD | Honolulu | HI | 96819 | BROWNING-FERRIS INDUSTRIES OF HI | 207 PUUHALE ROAD | Honolulu | HI | 96819 | R-1 | 1972-12-30 | Permanently Out of Use | 1992-07-28 | 1000 | Gasoline
9-101719 | BROWNING-FERRIS INDUSTRIES OF HAWAII | 207 PUUHALE RD | Honolulu | HI | 96819 | BROWNING-FERRIS INDUSTRIES OF HI | 207 PUUHALE ROAD | Honolulu | HI | 96819 | R-2 | 1975-12-30 | Permanently Out of Use | 1992-09-25 | 2000 | Diesel
9-101719 | BROWNING-FERRIS INDUSTRIES OF HAWAII | 207 PUUHALE RD | Honolulu | HI | 96819 | BROWNING-FERRIS INDUSTRIES OF HI | 207 PUUHALE ROAD | Honolulu | HI | 96819 | R-3 | 1972-12-30 | Permanently Out of Use | 1992-07-20 | 6000 | Diesel
9-100107 | FIRST UNION SELF-SERV | 2077 KAMEHAMEHA IV RD | Honolulu | HI | 96819 | UNOCAL CORPORATION | 3915 Mission Avenue #7416 | Honolulu | HI | 96819 | R-2 | 1985-04-01 | Permanently Out of Use | 1992-06-02 | 12000 | Gasoline
9-100107 | FIRST UNION SELF-SERV | 2077 KAMEHAMEHA IV RD | Honolulu | HI | 96819 | UNOCAL CORPORATION | 3915 Mission Avenue #7416 | Honolulu | HI | 96819 | R-3 | 1985-04-01 | Permanently Out of Use | 1992-06-03 | 550 | Used Oil
9-100107 | FIRST UNION SELF-SERV | 2077 KAMEHAMEHA IV RD | Honolulu | HI | 96819 | UNOCAL CORPORATION | 3915 Mission Avenue #7416 | Honolulu | HI | 96819 | R-1 | 1985-04-01 | Permanently Out of Use | 1992-06-03 | 12000 | Gasoline
9-103235 | KING KALAKAUA PLAZA | 2080 KALAKAUA AVE | Honolulu | HI | 96815 | K. YOUNG KALAKAUA PARTNERS INC. | 841 BISHOP ST, SUITE 2250 | Honolulu | HI | 96815 | R-1 |  | Permanently Out of Use | 1996-07-24 | 300 | Diesel
9-501128 | UPTOWN SERVICE | 2085 MAIN ST | Wailuku | HI | 96793 | ALVIN MAKIMOTO | UPTOWN SERVICE 2085 MAIN ST | Wailuku | HI | 96793 | 4 | 1983-07-19 | Currently in Use |  | 10000 | Gasoline
9-501128 | UPTOWN SERVICE | 2085 MAIN ST | Wailuku | HI | 96793 | ALVIN MAKIMOTO | UPTOWN SERVICE 2085 MAIN ST | Wailuku | HI | 96793 | 3 | 1983-07-19 | Currently in Use |  | 10000 | Gasoline
9-501128 | UPTOWN SERVICE | 2085 MAIN ST | Wailuku | HI | 96793 | ALVIN MAKIMOTO | UPTOWN SERVICE 2085 MAIN ST | Wailuku | HI | 96793 | 1 | 1983-07-19 | Currently In Use |  | 10000 | Gasoline
9-501128 | UPTOWN SERVICE | 2085 MAIN ST | Wailuku | HI | 96793 | ALVIN MAKIMOTO | UPTOWN SERVICE 2085 MAIN ST | Wailuku | HI | 96793 | 2 | 1977-07-18 | Currently in Use |  | 6000 | Gasoline
9-501128 | UPTOWN SERVICE | 2085 MAIN ST | Wailuku | HI | 96793 | ALVIN MAKIMOTO | UPTOWN SERVICE 2085 MAIN ST | Wailuku | HI | 96793 | R-5 | 1982-12-01 | Permanently Out of Use | 1997-06-04 | 1000 | Used Oil
9-501008 | COURTHOUSE SHELL SS | 2086 MAIN ST | Wailuku | HI | 96793 | EQUILON ENTERPRISES, LLC DBA SHELL OIL PRODUCTS US | 2555 13TH AVE, SW | Wailuku | HI | 96793 | R-7 |  | Permanently Out of Use | 1991-06-30 | 4000 | Gasoline
9-501008 | COURTHOUSE SHELL SS | 2086 MAIN ST | Wailuku | HI | 96793 | EQUILON ENTERPRISES, LLC DBA SHELL OIL PRODUCTS US | 2555 13TH AVE, SW | Wailuku | HI | 96793 | r-92 | 1979-08-31 | Permanently Out of Use | 2004-01-05 | 8000 | Gasoline
9-501008 | COURTHOUSE SHELL SS | 2086 MAIN ST | Wailuku | HI | 96793 | EQUILON ENTERPRISES, LLC DBA SHELL OIL PRODUCTS US | 2555 13TH AVE, SW | Wailuku | HI | 96793 | r-87 | 1979-08-31 | Permanently Out of Use | 2004-01-05 | 8000 | Gasoline
9-501008 | COURTHOUSE SHELL SS | 2086 MAIN ST | Wailuku | HI | 96793 | EQUILON ENTERPRISES, LLC DBA SHELL OIL PRODUCTS US | 2555 13TH AVE, SW | Wailuku | HI | 96793 | R-8 |  | Permanently Out of Use | 1991-06-30 | 4000 | Gasoline
9-501008 | COURTHOUSE SHELL SS | 2086 MAIN ST | Wailuku | HI | 96793 | EQUILON ENTERPRISES, LLC DBA SHELL OIL PRODUCTS US | 2555 13TH AVE, SW | Wailuku | HI | 96793 | R-6 |  | Permanently Out of Use | 1991-06-30 | 4000 | Gasoline
9-501008 | COURTHOUSE SHELL SS | 2086 MAIN ST | Wailuku | HI | 96793 | EQUILON ENTERPRISES, LLC DBA SHELL OIL PRODUCTS US | 2555 13TH AVE, SW | Wailuku | HI | 96793 | r-89 | 1979-08-31 | Permanently Out of Use | 2004-01-05 | 8000 | Gasoline
9-501008 | COURTHOUSE SHELL SS | 2086 MAIN ST | Wailuku | HI | 96793 | EQUILON ENTERPRISES, LLC DBA SHELL OIL PRODUCTS US | 2555 13TH AVE, SW | Wailuku | HI | 96793 | R-4 | 1991-06-30 | Permanently Out of Use | 1999-09-01 | 550 | Used Oil
9-501008 | COURTHOUSE SHELL SS | 2086 MAIN ST | Wailuku | HI | 96793 | EQUILON ENTERPRISES, LLC DBA SHELL OIL PRODUCTS US | 2555 13TH AVE, SW | Wailuku | HI | 96793 | R-5 | 1962-04-18 | Permanently Out of Use | 1991-06-30 | 550 | Used Oil
9-503045 | KULA EXPERIMENT STATION | 209 MAUNA PL | Kula | HI | 96790 | STATE U.H. - KULA EXPERIMENT STATION | 209 MAUNA PLACE | Kula | HI | 96790 | R-3 |  | Permanently Out of Use | 1995-04-10 | 550 | Gasoline
9-503045 | KULA EXPERIMENT STATION | 209 MAUNA PL | Kula | HI | 96790 | STATE U.H. - KULA EXPERIMENT STATION | 209 MAUNA PLACE | Kula | HI | 96790 | R-2 |  | Permanently Out of Use | 1995-04-10 | 500 | Gasoline
9-503045 | KULA EXPERIMENT STATION | 209 MAUNA PL | Kula | HI | 96790 | STATE U.H. - KULA EXPERIMENT STATION | 209 MAUNA PLACE | Kula | HI | 96790 | R-1 |  | Permanently Out of Use | 1995-04-10 | 550 | Gasoline
9-103851 | McGrew Point Housing | 209 McGrew Loop | Aiea | HI | 96701 | US Navy - Commander Navy Region Hawaii | 850 Ticonderoga St, Suite 110, Code N45 | Aiea | HI | 96701 | r-1 |  | Permanently out of Use | 2007-09-25 | 880 | Gasoline
9-500379 | DOLLAR RENT-A-CAR | 20-C HALAWAI PLACE | Lahaina | HI | 96761 | PACIFIC INTERNATIONAL SERVICES | 1600 KAPIOLANI BLVD. #825 | Lahaina | HI | 96761 | R-2 |  | Permanently Out of Use | 2001-01-22 | 10000 | Not Listed
9-500379 | DOLLAR RENT-A-CAR | 20-C HALAWAI PLACE | Lahaina | HI | 96761 | PACIFIC INTERNATIONAL SERVICES | 1600 KAPIOLANI BLVD. #825 | Lahaina | HI | 96761 | R-1 | 1982-05-04 | Permanently Out of Use | 2001-01-22 | 10000 | Gasoline
9-502764 | Maui County WAILUKU FIRE STATION | 21 KINIPOPO ST | Wailuku | HI | 96793 | COUNTY OF MAUI - FIRE PREVENTION BUREAU | 21 KINIPOPO ST | Wailuku | HI | 96793 | R-1 |  | Permanently Out of Use | 1993-06-01 |  | Not Listed
9-500614 | KIHEI CENTRAL OFFICE | 210 HALONA ST | Kihei | HI | 96753 | Hawaiian Telcom | P.O. Box 2200 | Kihei | HI | 96753 | R-001 | 1972-05-07 | Permanently Out of Use | 1986-03-01 | 200 | Diesel
9-500614 | KIHEI CENTRAL OFFICE | 210 HALONA ST | Kihei | HI | 96753 | Hawaiian Telcom | P.O. Box 2200 | Kihei | HI | 96753 | M-2 | 1986-05-07 | Currently In Use |  | 600 | Diesel
9-600009 | Mid Pac Petroleum LLC 2705953 | 210 KEAWE ST | Hilo | HI | 96720 | Mid Pac Petroleum LLC | 677 Ala Moana Blvd Suite 625 | Hilo | HI | 96720 | R-1017-4 | 1967-01-01 | Permanently Out of Use | 1996-09-10 | 550 | Used Oil
9-600009 | Mid Pac Petroleum LLC 2705953 | 210 KEAWE ST | Hilo | HI | 96720 | Mid Pac Petroleum LLC | 677 Ala Moana Blvd Suite 625 | Hilo | HI | 96720 | r-92 | 1996-11-01 | Permanently out of Use | 2013-06-13 | 12000 | Gasoline
9-600009 | Mid Pac Petroleum LLC 2705953 | 210 KEAWE ST | Hilo | HI | 96720 | Mid Pac Petroleum LLC | 677 Ala Moana Blvd Suite 625 | Hilo | HI | 96720 | r-87 | 1996-11-01 | Permanently out of Use | 2013-06-13 | 15000 | Gasoline
9-600009 | Mid Pac Petroleum LLC 2705953 | 210 KEAWE ST | Hilo | HI | 96720 | Mid Pac Petroleum LLC | 677 Ala Moana Blvd Suite 625 | Hilo | HI | 96720 | R-1017-1 | 1967-01-01 | Permanently Out of Use | 1996-09-10 | 8000 | Gasoline
9-100135 | ALA MOANA WASTEWATER PUMP STATION | 210 KEAWE ST | Honolulu | HI | 96813 | C&C HNL - DEPT OF ENVIRONMENTAL SERVICES | 1000 ULU'OHIA STREET, SUITE 308 | Honolulu | HI | 96813 | M-2 | 2005-04-01 | Currently In Use |  | 10000 | Diesel
9-100135 | ALA MOANA WASTEWATER PUMP STATION | 210 KEAWE ST | Honolulu | HI | 96813 | C&C HNL - DEPT OF ENVIRONMENTAL SERVICES | 1000 ULU'OHIA STREET, SUITE 308 | Honolulu | HI | 96813 | M-1 | 1980-05-07 | Currently in Use |  | 10000 | Diesel
9-600009 | Mid Pac Petroleum LLC 2705953 | 210 KEAWE ST | Hilo | HI | 96720 | Mid Pac Petroleum LLC | 677 Ala Moana Blvd Suite 625 | Hilo | HI | 96720 | R-1017-2 | 1967-01-01 | Permanently Out of Use | 1996-09-10 | 8000 | Gasoline
9-100135 | ALA MOANA WASTEWATER PUMP STATION | 210 KEAWE ST | Honolulu | HI | 96813 | C & C of Honolul - Dept. of Environmental Services | 1000 Uluohia Street, Suite 308 | Honolulu | HI | 96813 | M-1 | 1980-05-07 | Currently in Use |  | 10000 | Diesel
9-100135 | ALA MOANA WASTEWATER PUMP STATION | 210 KEAWE ST | Honolulu | HI | 96813 | C & C of Honolul - Dept. of Environmental Services | 1000 Uluohia Street, Suite 308 | Honolulu | HI | 96813 | M-2 | 2005-04-01 | Currently In Use |  | 10000 | Diesel
9-501684 | G. A. CONSTRUCTION, INC. | 210 PAPA PL | Kahului | HI | 96732 | G. A. CONSTRUCTION, INC. | 210 PAPA PL | Kahului | HI | 96732 | r-001 | 1982-03-25 | Permanently Out of Use | 1988-01-01 | 1000 | Diesel
9-500956 | Maui Electric Company, Ltd. Kahului Base Yard | 210 West KAMEHAMEHA AVE | Kahului | HI | 96732 | MAUI ELECTRIC CO., INC. | P.O. BOX 398 | Kahului | HI | 96732 | R-2 |  | Permanently Out of Use | 1989-11-14 | 6000 | Gasoline
9-500956 | Maui Electric Company, Ltd. Kahului Base Yard | 210 West KAMEHAMEHA AVE | Kahului | HI | 96732 | MAUI ELECTRIC CO., INC. | P.O. BOX 398 | Kahului | HI | 96732 | R-1 |  | Permanently Out of Use | 1989-11-14 | 1000 | Gasoline
9-500956 | Maui Electric Company, Ltd. Kahului Base Yard | 210 West KAMEHAMEHA AVE | Kahului | HI | 96732 | MAUI ELECTRIC CO., INC. | P.O. BOX 398 | Kahului | HI | 96732 | 1 | 1990-10-04 | Currently in Use |  | 6000 | Gasohol
9-203382 | HI DOE PEARL CITY HIGH SCHOOL | 2100 HOOKIEKIE ST | Pearl City | HI | 96782 | STATE DOE |  | Pearl City | HI | 96782 | R-1 |  | Permanently Out of Use | 1998-05-27 | 700 | Diesel
9-102564 | HAWAII PRESS NEWSPAPER, INC | 2100 N NIMITZ HWY | Honolulu | HI | 96819 | INDEPENDENT INVESTMENTS, INC | 1088 BISHOP ST | Honolulu | HI | 96819 | R-1 |  | Permanently Out of Use | 1997-06-22 | 500 | Used Oil
9-102000 | Servco - VEHICLE PROCESSING CENTER | 2101 Auiki St | Honolulu | HI | 96819 | SERVCO PACIFIC INC. DBA VEHICLE PROCESSING CENTER | 2101 AUIKI STREET | Honolulu | HI | 96819 | 1 | 1990-06-06 | Currently in Use |  | 550 | Used Oil
9-503115 | 2102 VINEYARD ST. | 2102 VINEYARD ST | Wailuku | HI | 96793 | RALPH KATO | 1063 LOWER MAIN ST | Wailuku | HI | 96793 | R-1 |  | Permanently Out of Use | 1995-10-05 | 550 | Diesel
9-101174 | HIRONAKA SERVICE STATION | 2105 S BERETANIA ST | Honolulu | HI | 96826 | UNKNOWN AT THIS TIME | UNK | Honolulu | HI | 96826 | R-2 | 1957-04-04 | Permanently Out of Use | 2000-11-08 | 5000 | Gasoline
9-101174 | HIRONAKA SERVICE STATION | 2105 S BERETANIA ST | Honolulu | HI | 96826 | UNKNOWN AT THIS TIME | UNK | Honolulu | HI | 96826 | R-3 | 1974-04-04 | Permanently Out of Use | 2000-11-08 | 8000 | Gasoline
9-101174 | HIRONAKA SERVICE STATION | 2105 S BERETANIA ST | Honolulu | HI | 96826 | UNKNOWN AT THIS TIME | UNK | Honolulu | HI | 96826 | R-1 | 1957-04-04 | Permanently Out of Use | 2000-11-08 | 4000 | Gasoline
9-101174 | HIRONAKA SERVICE STATION | 2105 S BERETANIA ST | Honolulu | HI | 96826 | UNKNOWN AT THIS TIME | UNK | Honolulu | HI | 96826 | R-4 | 1970-04-04 | Permanently Out of Use | 2000-11-10 | 550 | Used Oil
9-100341 | McCully Union Service | 2105 S KING ST | Honolulu | HI | 96826 | Mid Pac Petroleum LLC | 1100 Alakea Street, 8th floor | Honolulu | HI | 96826 | R-5 | 1983-02-07 | Permanently Out of Use | 2002-07-19 | 10000 | Gasoline
9-100341 | McCully Union Service | 2105 S KING ST | Honolulu | HI | 96826 | Mid Pac Petroleum LLC | 1100 Alakea Street, 8th floor | Honolulu | HI | 96826 | R-I-1 | 1983-02-07 | Permanently Out of Use | 2002-07-16 | 550 | Used Oil
9-100341 | McCully Union Service | 2105 S KING ST | Honolulu | HI | 96826 | Mid Pac Petroleum LLC | 1100 Alakea Street, 8th floor | Honolulu | HI | 96826 | R-2 | 1983-02-07 | Permanently Out of Use | 2002-07-19 | 10000 | Gasoline
9-100341 | McCully Union Service | 2105 S KING ST | Honolulu | HI | 96826 | Mid Pac Petroleum LLC | 1100 Alakea Street, 8th floor | Honolulu | HI | 96826 | R-3 | 1983-02-07 | Permanently Out of Use | 2002-07-19 | 10000 | Gasoline
9-100341 | McCully Union Service | 2105 S KING ST | Honolulu | HI | 96826 | Mid Pac Petroleum LLC | 1100 Alakea Street, 8th floor | Honolulu | HI | 96826 | 87 | 2003-04-21 | Currently In Use |  | 15000 | Gasoline
9-100341 | McCully Union Service | 2105 S KING ST | Honolulu | HI | 96826 | Mid Pac Petroleum LLC | 1100 Alakea Street, 8th floor | Honolulu | HI | 96826 | R-A3 | 1968-01-01 | Permanently Out of Use | 1983-01-01 |  | Gasoline
9-100341 | McCully Union Service | 2105 S KING ST | Honolulu | HI | 96826 | Mid Pac Petroleum LLC | 1100 Alakea Street, 8th floor | Honolulu | HI | 96826 | R-A1 | 1968-01-01 | Permanently Out of Use | 1983-01-01 |  | Gasoline
9-100341 | McCully Union Service | 2105 S KING ST | Honolulu | HI | 96826 | Mid Pac Petroleum LLC | 1100 Alakea Street, 8th floor | Honolulu | HI | 96826 | R-A2 | 1968-01-01 | Permanently Out of Use | 1983-01-01 |  | Gasoline
9-100341 | McCully Union Service | 2105 S KING ST | Honolulu | HI | 96826 | Mid Pac Petroleum LLC | 1100 Alakea Street, 8th floor | Honolulu | HI | 96826 | 2A | 2003-04-21 | Currently In Use |  | 10000 | Gasoline
9-100341 | McCully Union Service | 2105 S KING ST | Honolulu | HI | 96826 | Mid Pac Petroleum LLC | 1100 Alakea Street, 8th floor | Honolulu | HI | 96826 | 2B 92 | 2003-04-21 | Currently In Use |  | 5000 | Gasoline
9-100341 | McCully Union Service | 2105 S KING ST | Honolulu | HI | 96826 | Mid Pac Petroleum LLC | 1100 Alakea Street, 8th floor | Honolulu | HI | 96826 | R-4 | 1983-02-07 | Permanently Out of Use | 2002-07-19 | 10000 | Gasoline
9-100341 | McCully Union Service | 2105 S KING ST | Honolulu | HI | 96826 | Mid Pac Petroleum LLC | 1100 Alakea Street, 8th floor | Honolulu | HI | 96826 | R-A5 | 1968-01-01 | Permanently Out of Use | 1983-01-01 |  | Used Oil
9-100341 | McCully Union Service | 2105 S KING ST | Honolulu | HI | 96826 | Mid Pac Petroleum LLC | 1100 Alakea Street, 8th floor | Honolulu | HI | 96826 | R-A4 | 1968-01-01 | Permanently Out of Use | 1983-01-01 |  | Diesel
9-200065 | C&CH KAILUA FIRE STATION | 211 KUULEI RD | Kailua | HI | 96734 | C&C HNL Fire Dept | 636 South Street | Kailua | HI | 96734 | 1 | 1991-04-30 | Temporarily out of Use |  | 1000 | Diesel
9-200065 | C&CH KAILUA FIRE STATION | 211 KUULEI RD | Kailua | HI | 96734 | C&C HNL Fire Dept | 636 South St | Kailua | HI | 96734 | R-1 | 1975-09-03 | Permanently Out of Use | 1991-03-18 | 550 | Diesel
9-200065 | C&CH KAILUA FIRE STATION | 211 KUULEI RD | Kailua | HI | 96734 | C&C HNL Fire Dept | 636 South Street | Kailua | HI | 96734 | R-1 | 1975-09-03 | Permanently Out of Use | 1991-03-18 | 550 | Diesel
9-200065 | C&CH KAILUA FIRE STATION | 211 KUULEI RD | Kailua | HI | 96734 | C&C HNL Fire Dept | 636 South Street | Kailua | HI | 96734 | R-2 | 1957-01-30 | Permanently Out of Use | 1991-03-18 | 1000 | Gasoline
9-200065 | C&CH KAILUA FIRE STATION | 211 KUULEI RD | Kailua | HI | 96734 | C&C HNL Fire Dept | 636 South St | Kailua | HI | 96734 | R-2 | 1957-01-30 | Permanently Out of Use | 1991-03-18 | 1000 | Gasoline
9-200065 | C&CH KAILUA FIRE STATION | 211 KUULEI RD | Kailua | HI | 96734 | C&C HNL Fire Dept | 636 South St | Kailua | HI | 96734 | 1 | 1991-04-30 | Temporarily out of Use |  | 1000 | Diesel
9-100906 | H. HIRONAKA TRUCKING LTD. | 2110-A AUIKI ST | Honolulu | HI | 96819 | H. HIRONAKA TRUCKING LTD. | 2110-A AUIKI ST | Honolulu | HI | 96819 | R-1 | 1985-09-01 | Permanently Out of Use | 1994-08-19 | 3000 | Diesel
9-103734 | CM&D | 2112 KALAKAUA AVE | Honolulu | HI | 96815 | THE HONU GROUP | 999 BISHOP ST, SUTE 2750 | Honolulu | HI | 96815 | R-1 |  | Permanently Out of Use | 2001-10-17 | 250 | Diesel
9-100042 | TOM ISHII'S UNION L-4462 | 2114 S KING ST | Honolulu | HI | 96826 | UNOCAL CORPORATION | 3915 Mission Avenue #7416 | Honolulu | HI | 96826 | R-4 | 1958-03-26 | Permanently Out of Use | 1992-07-01 | 550 | Used Oil
9-100042 | TOM ISHII'S UNION L-4462 | 2114 S KING ST | Honolulu | HI | 96826 | UNOCAL CORPORATION | 3915 Mission Avenue #7416 | Honolulu | HI | 96826 | R-1 | 1958-03-26 | Permanently Out of Use | 1989-11-30 | 4000 | Gasoline
9-100042 | TOM ISHII'S UNION L-4462 | 2114 S KING ST | Honolulu | HI | 96826 | UNOCAL CORPORATION | 3915 Mission Avenue #7416 | Honolulu | HI | 96826 | R-2 | 1958-03-26 | Permanently Out of Use | 1992-07-01 | 5000 | Gasoline
9-100042 | TOM ISHII'S UNION L-4462 | 2114 S KING ST | Honolulu | HI | 96826 | UNOCAL CORPORATION | 3915 Mission Avenue #7416 | Honolulu | HI | 96826 | R-1-2 | 1958-03-26 | Permanently Out of Use | 1992-07-01 | 4000 | Gasoline
9-101277 | SCHUMAN CARRIAGE CO., LTD. | 2126 AUIKI ST | Honolulu | HI | 96819 | SCHUMAN CARRIAGE CO., LTD. | 1234 S BERETANIA ST | Honolulu | HI | 96819 | R-1 | 1963-05-06 | Permanently Out of Use | 1992-07-28 | 1000 | Used Oil
9-101277 | SCHUMAN CARRIAGE CO., LTD. | 2126 AUIKI ST | Honolulu | HI | 96819 | SCHUMAN CARRIAGE CO., LTD. | 1234 S BERETANIA ST | Honolulu | HI | 96819 | R-2 | 1963-05-06 | Permanently Out of Use | 1999-11-11 | 1000 | Gasoline
9-101473 | STATE POULTRY PROCESSORS, INC. | 2132 KALIAWA ST | Honolulu | HI | 96819 | STATE POULTRY PROCESSORS, INC. | 2132 KALIAWA St | Honolulu | HI | 96819 | R-1 |  | Permanently Out of Use | 1991-12-16 | 4000 | Gasoline
9-100241 | HONOLULU DISPOSAL SERVICE, INC. | 214 HOOKAHI WY | Honolulu | HI | 96819 | HONOLULU DISPOSAL SERVICE, INC. | 214 HOOKAHI WAY | Honolulu | HI | 96819 | R-1 | 1980-05-19 | Permanently Out of Use | 1993-01-20 | 3000 | Diesel
9-100241 | HONOLULU DISPOSAL SERVICE, INC. | 214 HOOKAHI WY | Honolulu | HI | 96819 | HONOLULU DISPOSAL SERVICE, INC. | 214 HOOKAHI WAY | Honolulu | HI | 96819 | R-2 | 1980-05-19 | Permanently Out of Use | 1993-01-20 | 2000 | Diesel
9-100241 | HONOLULU DISPOSAL SERVICE, INC. | 214 HOOKAHI WY | Honolulu | HI | 96819 | HONOLULU DISPOSAL SERVICE, INC. | 214 HOOKAHI WAY | Honolulu | HI | 96819 | R-3 | 1981-05-19 | Permanently Out of Use | 1993-01-20 | 4000 | Gasoline
9-100535 | WAIKIKI CENTRAL OFFICE | 214 Kapuni St. | Honolulu | HI | 96815 | Hawaiian Telcom | P.O. Box 2200 | Honolulu | HI | 96815 | R-1 | 1970-03-01 | Permanently Out of Use | 1996-11-12 | 560 | Diesel
9-100535 | WAIKIKI CENTRAL OFFICE | 214 Kapuni St. | Honolulu | HI | 96815 | Hawaiian Telcom | P.O. Box 2200 | Honolulu | HI | 96815 | M-1 | 1996-12-01 | Currently In Use |  | 600 | Diesel
9-100535 | WAIKIKI CENTRAL OFFICE | 214 Kapuni St. | Honolulu | HI | 96815 | Hawaiian Telcom | P.O. Box 2200 | Honolulu | HI | 96815 | R-2 | 1984-05-07 | Permanently Out of Use | 1996-11-12 | 550 | Diesel
9-103176 | Security Armored Car Services of Hawaii | 2140 Kaliawa St | Honolulu | HI | 96819 | Security Armored Car Services of Hawaii | 2140 Kaliawa St | Honolulu | HI | 96819 | R-1 |  | Permanently Out of Use | 1996-02-20 | 10000 | Diesel
9-101143 | Mid Pac Petroleum LLC 2705711 | 2140 N NIMITZ HWY | Honolulu | HI | 96819 | Mid Pac Petroleum LLC | 677 Ala Moana Blvd Suite 625 | Honolulu | HI | 96819 | R-6695-2 | 1982-09-01 | Permanently Out of Use | 1994-10-01 | 10000 | Gasoline
9-101143 | Mid Pac Petroleum LLC 2705711 | 2140 N NIMITZ HWY | Honolulu | HI | 96819 | Mid Pac Petroleum LLC | 677 Ala Moana Blvd Suite 625 | Honolulu | HI | 96819 | 92 | 1994-10-01 | Currently in Use |  | 12000 | Gasoline
9-101143 | Mid Pac Petroleum LLC 2705711 | 2140 N NIMITZ HWY | Honolulu | HI | 96819 | Mid Pac Petroleum LLC | 677 Ala Moana Blvd Suite 625 | Honolulu | HI | 96819 | DIESEL | 1994-10-01 | Currently in Use |  | 6000 | Diesel
9-101143 | Mid Pac Petroleum LLC 2705711 | 2140 N NIMITZ HWY | Honolulu | HI | 96819 | Mid Pac Petroleum LLC | 677 Ala Moana Blvd Suite 625 | Honolulu | HI | 96819 | R-6695-3 | 1982-09-01 | Permanently Out of Use | 1994-10-01 | 6000 | Diesel
9-101143 | Mid Pac Petroleum LLC 2705711 | 2140 N NIMITZ HWY | Honolulu | HI | 96819 | Mid Pac Petroleum LLC | 677 Ala Moana Blvd Suite 625 | Honolulu | HI | 96819 | R-6695-1 | 1982-09-01 | Permanently Out of Use | 1994-10-01 | 10000 | Gasoline
9-101143 | Mid Pac Petroleum LLC 2705711 | 2140 N NIMITZ HWY | Honolulu | HI | 96819 | Mid Pac Petroleum LLC | 677 Ala Moana Blvd Suite 625 | Honolulu | HI | 96819 | 87 | 1994-10-01 | Currently in Use |  | 12000 | Gasoline
9-102412 | SIC PARTNERS | 2144 AUIKI ST | Honolulu | HI | 96819 | S I CENTER PARTNERS | 2045 KAMEHAMEHA IV RD | Honolulu | HI | 96819 | R-1 |  | Permanently Out of Use | 1991-02-05 | 8000 | Gasoline
9-100343 | AIM Vineyard | 215 S VINEYARD BLVD | Honolulu | HI | 96813 | ALOHA PETROLEUM, LTD. | 1132 Bishop Street, Suite 1700 | Honolulu | HI | 96813 | 87-1 | 1985-02-06 | Currently in Use |  | 10000 | Gasoline
9-100343 | AIM Vineyard | 215 S VINEYARD BLVD | Honolulu | HI | 96813 | ALOHA PETROLEUM, LTD. | 1132 Bishop Street, Suite 1700 | Honolulu | HI | 96813 | 87-2 | 1985-02-06 | Currently in Use |  | 10000 | Gasoline
9-100343 | AIM Vineyard | 215 S VINEYARD BLVD | Honolulu | HI | 96813 | ALOHA PETROLEUM, LTD. | 1132 Bishop Street, Suite 1700 | Honolulu | HI | 96813 | 92 | 1985-02-06 | Currently in Use |  | 10000 | Gasoline
9-100343 | AIM Vineyard | 215 S VINEYARD BLVD | Honolulu | HI | 96813 | ALOHA PETROLEUM, LTD. | 1132 BISHOP STREET, SUITE 1700 | Honolulu | HI | 96813 | 87-1 | 1985-02-06 | Currently in Use |  | 10000 | Gasoline
9-100343 | AIM Vineyard | 215 S VINEYARD BLVD | Honolulu | HI | 96813 | ALOHA PETROLEUM, LTD. | 1132 BISHOP STREET, SUITE 1700 | Honolulu | HI | 96813 | 92 | 1985-02-06 | Currently in Use |  | 10000 | Gasoline
9-100343 | AIM Vineyard | 215 S VINEYARD BLVD | Honolulu | HI | 96813 | ALOHA PETROLEUM, LTD. | 1132 BISHOP STREET, SUITE 1700 | Honolulu | HI | 96813 | 87-2 | 1985-02-06 | Currently in Use |  | 10000 | Gasoline
9-100247 | HONOLULU SAKE BREWERY CO, LTD | 2150 BOOTH RD | Honolulu | HI | 96813 | HONOLULU SAKE BREWERY CO, LTD | 2150 BOOTH RD | Honolulu | HI | 96813 | R-1 | 1946-03-21 | Permanently Out of Use | 1993-06-15 | 250 | Gasoline
9-100247 | HONOLULU SAKE BREWERY CO, LTD | 2150 BOOTH RD | Honolulu | HI | 96813 | HONOLULU SAKE BREWERY CO, LTD | 2150 BOOTH RD | Honolulu | HI | 96813 | R-2 | 1946-03-21 | Permanently Out of Use | 1993-06-11 | 1000 | Heating Oil
9-100247 | HONOLULU SAKE BREWERY CO, LTD | 2150 BOOTH RD | Honolulu | HI | 96813 | HONOLULU SAKE BREWERY CO, LTD | 2150 BOOTH RD | Honolulu | HI | 96813 | R-3 |  | Permanently Out of Use | 1993-06-14 | 2000 | Diesel
9-101974 | A-1 WHEEL ALIGNMENT | 2156 KAMEHAMEHA HWY | Honolulu | HI | 96819 | WATSON MURAOKA | 2939 PARK ST | Honolulu | HI | 96819 | R-01 |  | Permanently Out of Use |  | 1000 | Gasoline
9-101974 | A-1 WHEEL ALIGNMENT | 2156 KAMEHAMEHA HWY | Honolulu | HI | 96819 | WATSON MURAOKA | 2939 PARK ST | Honolulu | HI | 96819 | R-02 |  | Permanently Out of Use |  | 550 | Used Oil
9-602545 | BACON-UNIVERSAL CO. INC. | 215-A RAILROAD AVE | Hilo | HI | 96720 | BACON-UNIVERSAL CO. INC. | 918 AHUA ST | Hilo | HI | 96720 | R-1 | 1989-01-30 | Permanently Out of Use |  | 1000 | Gasoline
9-602545 | BACON-UNIVERSAL CO. INC. | 215-A RAILROAD AVE | Hilo | HI | 96720 | BACON-UNIVERSAL CO. INC. | 918 AHUA ST | Hilo | HI | 96720 | R-2 | 1989-01-30 | Permanently Out of Use |  | 1000 | Diesel
9-103722 | KYOTARU HAWAII CORPORATION | 2160 KALAKAUA AVE | Honolulu | HI | 96815 | KYOTARU HAWAII CORPORATION | 770 KAPIOLANI BLVD, SUITE 702 | Honolulu | HI | 96815 | R-1 | 1969-01-01 | Permanently Out of Use | 1986-01-01 | 8000 | Gasoline
9-101225 | Kalihi Stream Chevron 95592 | 2160 N. KING ST. | Honolulu | HI | 96813 | CHEVRON PRODUCTS COMPANY | Attn Permit Desk PO Box 6004 | Honolulu | HI | 96813 | R-4 | 1984-07-18 | Permanently Out of Use | 1995-01-01 | 1000 | Used Oil
9-101225 | Kalihi Stream Chevron 95592 | 2160 N. KING ST. | Honolulu | HI | 96813 | CHEVRON PRODUCTS COMPANY | 91-480 Malakole St | Honolulu | HI | 96813 | diesel | 1984-07-18 | Currently In Use |  | 10000 | Diesel
9-101225 | Kalihi Stream Chevron 95592 | 2160 N. KING ST. | Honolulu | HI | 96813 | CHEVRON PRODUCTS COMPANY | 91-480 Malakole St | Honolulu | HI | 96813 | 89 | 1984-07-18 | Currently In Use |  | 10000 | Gasoline
9-101225 | Kalihi Stream Chevron 95592 | 2160 N. KING ST. | Honolulu | HI | 96813 | CHEVRON PRODUCTS COMPANY | 91-480 Malakole St | Honolulu | HI | 96813 | R-3 | 1963-01-01 | Permanently Out of Use | 1984-04-01 |  | Gasoline
9-101225 | Kalihi Stream Chevron 95592 | 2160 N. KING ST. | Honolulu | HI | 96813 | CHEVRON PRODUCTS COMPANY | 91-480 Malakole St | Honolulu | HI | 96813 | R-1 | 1963-01-01 | Permanently Out of Use | 1984-04-01 |  | Gasoline
9-101225 | Kalihi Stream Chevron 95592 | 2160 N. KING ST. | Honolulu | HI | 96813 | CHEVRON PRODUCTS COMPANY | 91-480 Malakole St | Honolulu | HI | 96813 | R-4 | 1984-07-18 | Permanently Out of Use | 1995-01-01 | 1000 | Used Oil
9-101225 | Kalihi Stream Chevron 95592 | 2160 N. KING ST. | Honolulu | HI | 96813 | CHEVRON PRODUCTS COMPANY | 91-480 Malakole St | Honolulu | HI | 96813 | 87 | 1984-07-18 | Currently In Use |  | 10000 | Gasoline
9-101225 | Kalihi Stream Chevron 95592 | 2160 N. KING ST. | Honolulu | HI | 96813 | CHEVRON PRODUCTS COMPANY | 91-480 Malakole St | Honolulu | HI | 96813 | R-2 | 1963-01-01 | Permanently Out of Use | 1984-04-01 |  | Gasoline
9-101225 | Kalihi Stream Chevron 95592 | 2160 N. KING ST. | Honolulu | HI | 96813 | CHEVRON PRODUCTS COMPANY | Attn Permit Desk PO Box 6004 | Honolulu | HI | 96813 | diesel | 1984-07-18 | Currently In Use |  | 10000 | Diesel
9-101225 | Kalihi Stream Chevron 95592 | 2160 N. KING ST. | Honolulu | HI | 96813 | CHEVRON PRODUCTS COMPANY | Attn Permit Desk PO Box 6004 | Honolulu | HI | 96813 | R-3 | 1963-01-01 | Permanently Out of Use | 1984-04-01 |  | Gasoline
9-101225 | Kalihi Stream Chevron 95592 | 2160 N. KING ST. | Honolulu | HI | 96813 | CHEVRON PRODUCTS COMPANY | Attn Permit Desk PO Box 6004 | Honolulu | HI | 96813 | R-2 | 1963-01-01 | Permanently Out of Use | 1984-04-01 |  | Gasoline
9-101225 | Kalihi Stream Chevron 95592 | 2160 N. KING ST. | Honolulu | HI | 96813 | CHEVRON PRODUCTS COMPANY | Attn Permit Desk PO Box 6004 | Honolulu | HI | 96813 | 89 | 1984-07-18 | Currently In Use |  | 10000 | Gasoline
9-101225 | Kalihi Stream Chevron 95592 | 2160 N. KING ST. | Honolulu | HI | 96813 | CHEVRON PRODUCTS COMPANY | Attn Permit Desk PO Box 6004 | Honolulu | HI | 96813 | 87 | 1984-07-18 | Currently In Use |  | 10000 | Gasoline
9-101225 | Kalihi Stream Chevron 95592 | 2160 N. KING ST. | Honolulu | HI | 96813 | CHEVRON PRODUCTS COMPANY | Attn Permit Desk PO Box 6004 | Honolulu | HI | 96813 | R-1 | 1963-01-01 | Permanently Out of Use | 1984-04-01 |  | Gasoline
9-103133 | CHANG CHOW PROPERTIES | 2161 N SCHOOL ST | Honolulu | HI | 96817 | CHANG CHOW PROPERTIES | 3425 ALA AKUIKULI ST | Honolulu | HI | 96817 | R-1 |  | Permanently Out of Use | 2004-01-30 | 500 | Gasoline
9-103024 | YONEOKA AND ASSOCIATES | 2174/2190 KALAKAUA AVE | Honolulu | HI | 96800 | YONEOKA AND ASSOCIATES | 1088 BISHOP ST, SUITE 1212 | Honolulu | HI | 96800 | 1 |  | Permanently Out of Use |  | 500 | Diesel
9-202489 | PUNCHBOWL MILITARY RESERVATION | 2177 Puowaina Drive | Honolulu | HI | 96813 | U.S. ARMY SUPPORT COMMAND, HAWAII |  | Honolulu | HI | 96813 | P-1 |  | Permanently Out of Use |  |  | Not Listed
9-100784 | VA NATIONAL MEMORIAL CEMETERY OF THE PACIFIC | 2177 PUOWAINA DR | Honolulu | HI | 96813 | VA NATIONAL MEMORIAL CEMETERY OF THE PACIFIC | 2177 PUOWAINA DR | Honolulu | HI | 96813 | R-2 | 1969-08-15 | Permanently Out of Use | 1993-12-01 | 1000 | Gasoline
9-100784 | VA NATIONAL MEMORIAL CEMETERY OF THE PACIFIC | 2177 PUOWAINA DR | Honolulu | HI | 96813 | VA NATIONAL MEMORIAL CEMETERY OF THE PACIFIC | 2177 PUOWAINA DR | Honolulu | HI | 96813 | R-1 | 1949-08-15 | Permanently Out of Use | 1993-12-01 | 600 | Diesel
9-100357 | AIR SERVICE HAWAII (PMID 009115) | 218 LAGOON DR AKA 95 NAKOLO ST | Honolulu | HI | 96819 | UNIVERSAL ENTERPRISES, INC. | 95 Nakolo Place | Honolulu | HI | 96819 | 1 | 1974-01-06 | Permanently out of Use | 2015-02-23 | 6500 | Gasoline
9-100239 | HIROTA PAINTING CO., INC. | 2188 KAMEHAMEHA HWY | Honolulu | HI | 96819 | HIROTA PAINTING CO., INC. | 2188 KAMEHAMEHA HWY | Honolulu | HI | 96819 | R-2 | 1991-06-01 | Permanently Out of Use | 1997-05-28 | 550 | Diesel
9-100239 | HIROTA PAINTING CO., INC. | 2188 KAMEHAMEHA HWY | Honolulu | HI | 96819 | HIROTA PAINTING CO., INC. | 2188 KAMEHAMEHA HWY | Honolulu | HI | 96819 | R-1 | 1991-06-01 | Permanently Out of Use | 1997-05-28 | 1000 | Gasoline
9-601134 | KHI dba Waiakeawaena Chevron | 2188 KINOOLE ST | Hilo | HI | 96720 | KHI dba Waiakeawaena Chevron | 2188 Kinoole Street | Hilo | HI | 96720 | 1 | 1984-08-18 | Currently In Use |  | 10000 | Gasohol
9-601134 | KHI dba Waiakeawaena Chevron | 2188 KINOOLE ST | Hilo | HI | 96720 | KHI dba Waiakeawaena Chevron | 2188 Kinoole Street | Hilo | HI | 96720 | 3 | 1984-08-18 | Currently In Use |  | 10000 | Gasohol
9-601134 | KHI dba Waiakeawaena Chevron | 2188 KINOOLE ST | Hilo | HI | 96720 | KHI dba Waiakeawaena Chevron | 2188 Kinoole Street | Hilo | HI | 96720 | 2 | 1984-08-18 | Currently In Use |  | 10000 | Gasohol
9-601134 | KHI dba Waiakeawaena Chevron | 2188 KINOOLE ST | Hilo | HI | 96720 | KHI dba Waiakeawaena Chevron | 2188 Kinoole Street | Hilo | HI | 96720 | R-4 | 1984-07-18 | Permanently Out of Use | 2004-09-20 | 1000 | Used Oil
9-200113 | KAILUA POLICE STATION | 219 KUULEI RD | Kailua | HI | 96734 | C&C OF HNL - POLICE DEPT | 801 S BERETANIA ST | Kailua | HI | 96734 | R-002 | 1967-07-15 | Permanently Out of Use | 1991-06-10 | 2000 | Gasoline
9-200113 | KAILUA POLICE STATION | 219 KUULEI RD | Kailua | HI | 96734 | C&C OF HNL - POLICE DEPT | 801 S BERETANIA ST | Kailua | HI | 96734 | R-001 | 1967-07-15 | Permanently Out of Use | 1991-06-10 | 4000 | Gasoline
9-200113 | KAILUA POLICE STATION | 219 KUULEI RD | Kailua | HI | 96734 | C&C OF HNL - POLICE DEPT | 801 S BERETANIA ST | Kailua | HI | 96734 | 92 | 1991-11-01 | Currently in Use |  | 12000 | Gasoline
9-600707 | SHIMAZU SERVICE STATION | 2190 KILAUEA AVE | Hilo | HI | 96720 | TAKEO & TOSHIO GOYA | 2200 KILAUEA AVE | Hilo | HI | 96720 | R-001 | 1956-05-07 | Permanently Out of Use | 1989-12-01 | 1000 | Gasoline
9-600707 | SHIMAZU SERVICE STATION | 2190 KILAUEA AVE | Hilo | HI | 96720 | TAKEO & TOSHIO GOYA | 2200 KILAUEA AVE | Hilo | HI | 96720 | R-002 | 1956-05-07 | Permanently Out of Use | 1989-12-01 | 1000 | Gasoline
9-101822 | HALEKULANI HOTEL | 2199 KALIA RD | Honolulu | HI | 96815 | HALEKULANI HOTEL | 2199 Kalia Rd | Honolulu | HI | 96815 | M-2 | 1983-01-01 | Currently in Use |  | 8000 | Diesel
9-101822 | HALEKULANI HOTEL | 2199 KALIA RD | Honolulu | HI | 96815 | HALEKULANI HOTEL | 2199 Kalia Rd | Honolulu | HI | 96815 | M-1 | 1983-01-01 | Currently in Use |  | 8000 | Diesel
9-103362 | Oahu Community Correctional Center (OCCC) | 2199 Kamehameha Hwy | Honolulu | HI | 96819 | STATE PSD | 919 ALA MOANA BLVD, 4th Floor | Honolulu | HI | 96819 | R-I-2 | 1983-06-01 | Permanently Out of Use | 2001-09-05 | 5000 | Gasoline
9-103362 | Oahu Community Correctional Center (OCCC) | 2199 Kamehameha Hwy | Honolulu | HI | 96819 | STATE PSD | 919 ALA MOANA BLVD, 4th Floor | Honolulu | HI | 96819 | R-M-3 | 1976-01-01 | Permanently Out of Use | 1999-12-10 | 500 | Diesel
9-103362 | Oahu Community Correctional Center (OCCC) | 2199 Kamehameha Hwy | Honolulu | HI | 96819 | STATE PSD | 919 ALA MOANA BLVD, 4th Floor | Honolulu | HI | 96819 | R-6 |  | Permanently Out of Use | 1999-12-10 | 500 | Diesel
9-103362 | Oahu Community Correctional Center (OCCC) | 2199 Kamehameha Hwy | Honolulu | HI | 96819 | STATE PSD | 919 ALA MOANA BLVD, 4th Floor | Honolulu | HI | 96819 | R-M-5 | 1976-01-01 | Permanently Out of Use | 1999-12-10 | 500 | Diesel
9-103362 | Oahu Community Correctional Center (OCCC) | 2199 Kamehameha Hwy | Honolulu | HI | 96819 | STATE PSD | 919 ALA MOANA BLVD, 4th Floor | Honolulu | HI | 96819 | R-M-4 | 1976-01-01 | Permanently Out of Use | 1999-12-10 | 500 | Diesel
9-103362 | Oahu Community Correctional Center (OCCC) | 2199 Kamehameha Hwy | Honolulu | HI | 96819 | STATE PSD | 919 ALA MOANA BLVD, 4th Floor | Honolulu | HI | 96819 | R-I-1 | 1983-06-01 | Permanently Out of Use | 2001-09-05 | 5000 | Gasoline
9-601611 | TEVES REFRIGERATION & ALC INC. | 21-A KALANIANAOLE AVE | Hilo | HI | 96720 | TEVES REFRIGERATION & ALC INC. | 21-A KALANIANAOLE AVENUE | Hilo | HI | 96720 | R-01 | 1959-12-31 | Permanently Out of Use |  | 1000 | Gasoline
9-103534 | CENTRAL PACIFIC BANK | 220 S KING ST | Honolulu | HI | 96813 | CKSS ASSOCIATES | 220 S KING ST, SUITE 1501 | Honolulu | HI | 96813 | R-1 | 1981-12-01 | Permanently Out of Use | 1999-08-06 | 1000 | Diesel
9-601878 | AIM WAIAKEA SHELL | 2200 KINOOLE ST | Hilo | HI | 96720 | ALOHA PETROLEUM, LTD. | 1132 BISHOP STREET, SUITE 1700 | Hilo | HI | 96720 | 1 |  | To be installed |  | 13800 | Gasohol
9-601878 | AIM WAIAKEA SHELL | 2200 KINOOLE ST | Hilo | HI | 96720 | ALOHA PETROLEUM, LTD. | 1132 BISHOP STREET, SUITE 1700 | Hilo | HI | 96720 | 2a |  | To be installed |  | 7000 | Gasohol
9-601878 | AIM WAIAKEA SHELL | 2200 KINOOLE ST | Hilo | HI | 96720 | ALOHA PETROLEUM, LTD. | 1132 BISHOP STREET, SUITE 1700 | Hilo | HI | 96720 | 2b |  | To be installed |  | 6800 | Diesel
9-601878 | AIM WAIAKEA SHELL | 2200 KINOOLE ST | Hilo | HI | 96720 | ALOHA PETROLEUM, LTD. | 1132 BISHOP STREET, SUITE 1700 | Hilo | HI | 96720 | r-92 | 1989-04-30 | Permanently out of Use | 2015-06-25 | 10000 | Gasoline
9-601878 | AIM WAIAKEA SHELL | 2200 KINOOLE ST | Hilo | HI | 96720 | ALOHA PETROLEUM, LTD. | 1132 BISHOP STREET, SUITE 1700 | Hilo | HI | 96720 | r-diesel | 1989-04-30 | Permanently out of Use | 2015-06-25 | 10000 | Diesel
9-601878 | AIM WAIAKEA SHELL | 2200 KINOOLE ST | Hilo | HI | 96720 | ALOHA PETROLEUM, LTD. | 1132 BISHOP STREET, SUITE 1700 | Hilo | HI | 96720 | r-87 | 1989-04-30 | Permanently out of Use | 2015-06-25 | 10000 | Gasoline
9-202430 | WAIMANO TRAINING SCHOOL & HOSPITAL / AUTO SHOP | 2201 WAIMANO HOME RD | Pearl City | HI | 96782 | STATE DOH - DEVELOPMENTAL DISAB. SERVICES BRANCH | 2201 WAIMANO HOME RD | Pearl City | HI | 96782 | R-GI-1 | 1963-12-31 | Permanently Out of Use | 1992-11-05 | 1000 | Gasoline
9-202432 | WAIMANO TRAINING SCHOOL & HOSPITAL- HALE OLA | 2201 WAIMANO HOME RD | Pearl City | HI | 96782 | STATE DOH - DEVELOPMENTAL DISAB. SERVICES BRANCH | 2201 WAIMANO HOME RD | Pearl City | HI | 96782 | R-M-D1 | 1980-12-31 | Permanently Out of Use | 1991-07-08 | 160 | Diesel
9-202438 | WAIMANO TRAINING SCHOOL & HOSPITAL / B-4 | 2201 WAIMANO HOME RD | Pearl City | HI | 96782 | STATE DOH - DEVELOPMENTAL DISAB. SERVICES BRANCH | 2201 WAIMANO HOME RD | Pearl City | HI | 96782 | R-D-5 | 1962-12-31 | Permanently Out of Use | 1993-09-25 | 2500 | Diesel
9-202431 | WAIMANO TRAINING SCHOOL & HOSPITAL / MAINTENANCE SHOP | 2201 WAIMANO HOME RD | Pearl City | HI | 96782 | STATE DOH - DEVELOPMENTAL DISAB. SERVICES BRANCH | 2201 WAIMANO HOME RD | Pearl City | HI | 96782 | R-G2 | 1942-12-31 | Permanently Out of Use | 1992-07-31 | 1000 | Gasoline
9-103738 | FRANCIS LEANDRO | 2209 YOUNG ST | Honolulu | HI | 96818 | MR. FRANCIS LEANDRO | 280 AANIU LOOP | Honolulu | HI | 96818 | R-2 | 1950-01-01 | Permanently Out of Use | 1989-06-19 | 1000 | Gasoline
9-103738 | FRANCIS LEANDRO | 2209 YOUNG ST | Honolulu | HI | 96818 | MR. FRANCIS LEANDRO | 280 AANIU LOOP | Honolulu | HI | 96818 | R-1 | 1950-01-01 | Permanently Out of Use | 1989-06-19 | 1000 | Gasoline
9-501589 | HFN Card Lock | 221 LALO ST | Kahului | HI | 96732 | MAUI PETROLEUM | 385 HUKILIKE ST, SUITE 200 | Kahului | HI | 96732 | 1 | 2000-06-26 | Currently In Use |  | 4000 | Diesel
9-501589 | HFN Card Lock | 221 LALO ST | Kahului | HI | 96732 | MAUI PETROLEUM | 385 HUKILIKE ST, SUITE 200 | Kahului | HI | 96732 | 2 | 2000-06-26 | Currently In Use |  | 6000 | Gasohol
9-501589 | HFN Card Lock | 221 LALO ST | Kahului | HI | 96732 | MAUI PETROLEUM | 385 HUKILIKE ST, SUITE 200 | Kahului | HI | 96732 | R-1 | 1978-11-01 | Permanently Out of Use | 1996-03-29 | 1000 | Gasoline
9-501589 | HFN Card Lock | 221 LALO ST | Kahului | HI | 96732 | MAUI PETROLEUM | 385 HUKILIKE ST, SUITE 200 | Kahului | HI | 96732 | 3 | 2000-06-26 | Currently In Use |  | 10000 | Diesel
9-501589 | HFN Card Lock | 221 LALO ST | Kahului | HI | 96732 | MAUI PETROLEUM | P.O. Box 1566 385 Hukilike St. | Kahului | HI | 96732 | 2 | 2000-06-26 | Currently In Use |  | 6000 | Gasohol
9-501589 | HFN Card Lock | 221 LALO ST | Kahului | HI | 96732 | MAUI PETROLEUM | P.O. Box 1566 385 Hukilike St. | Kahului | HI | 96732 | 1 | 2000-06-26 | Currently In Use |  | 4000 | Diesel
9-501589 | HFN Card Lock | 221 LALO ST | Kahului | HI | 96732 | MAUI PETROLEUM | P.O. Box 1566 385 Hukilike St. | Kahului | HI | 96732 | 3 | 2000-06-26 | Currently In Use |  | 10000 | Diesel
9-501589 | HFN Card Lock | 221 LALO ST | Kahului | HI | 96732 | MAUI PETROLEUM | P.O. Box 1566 385 Hukilike St. | Kahului | HI | 96732 | R-1 | 1978-11-01 | Permanently Out of Use | 1996-03-29 | 1000 | Gasoline
9-501581 | MAUI MEMORIAL MEDICAL CENTER | 221 MAHALANI ST | Wailuku | HI | 96793 | STATE DOH - MAUI MEMORIAL HOSPITAL | 221 MAHALANI St | Wailuku | HI | 96793 | P-2 | 1952-04-10 | Permanently Out of Use |  | 300 | Gasoline
9-501581 | MAUI MEMORIAL MEDICAL CENTER | 221 MAHALANI ST | Wailuku | HI | 96793 | STATE DOH - MAUI MEMORIAL HOSPITAL | 221 MAHALANI St | Wailuku | HI | 96793 | P-1 | 1952-04-10 | Permanently Out of Use |  | 2600 | Other
9-501581 | MAUI MEMORIAL MEDICAL CENTER | 221 MAHALANI ST | Wailuku | HI | 96793 | STATE DOH - MAUI MEMORIAL HOSPITAL | 221 MAHALANI St | Wailuku | HI | 96793 | R-M-4 | 1981-06-30 | Permanently Out of Use | 2000-01-20 | 1000 | Diesel
9-600595 | PAPAIKOU CENTRAL OFFICE | 22-272 Old Mamalahoa Hwy | Papaikou | HI | 96781 | Hawaiian Telcom | P.O. Box 2200 | Papaikou | HI | 96781 | R-M-1 | 1972-05-07 | Permanently Out of Use | 1992-02-22 | 340 | Diesel
9-600595 | PAPAIKOU CENTRAL OFFICE | 22-272 Old Mamalahoa Hwy | Papaikou | HI | 96781 | Hawaiian Telcom | P.O. Box 2200 | Papaikou | HI | 96781 | M-1 | 1992-02-01 | Currently In Use |  | 600 | Diesel
9-100785 | SAINT FRANCIS HOSPITAL | 2230 LILIHA ST | Honolulu | HI | 96817 | SAINT FRANCIS HOSPITAL | 2230 LILIHA ST | Honolulu | HI | 96817 | R-M-1 | 1976-01-30 | Permanently Out of Use | 2000-12-13 | 10000 | Diesel
9-100785 | SAINT FRANCIS HOSPITAL | 2230 LILIHA ST | Honolulu | HI | 96817 | SAINT FRANCIS HOSPITAL | 2230 LILIHA ST | Honolulu | HI | 96817 | R-1 |  | Permanently Out of Use | 1990-11-30 | 7500 | Diesel
9-100785 | SAINT FRANCIS HOSPITAL | 2230 LILIHA ST | Honolulu | HI | 96817 | SAINT FRANCIS HOSPITAL | 2230 LILIHA ST | Honolulu | HI | 96817 | R-2 |  | Permanently Out of Use | 1990-11-30 | 550 | Other
9-100785 | SAINT FRANCIS HOSPITAL | 2230 LILIHA ST | Honolulu | HI | 96817 | SAINT FRANCIS HOSPITAL | 2230 LILIHA ST | Honolulu | HI | 96817 | R-M-6 |  | Permanently Out of Use | 1990-01-01 | 250 | Diesel
9-100785 | SAINT FRANCIS HOSPITAL | 2230 LILIHA ST | Honolulu | HI | 96817 | SAINT FRANCIS HOSPITAL | 2230 LILIHA ST | Honolulu | HI | 96817 | R-4 | 1976-01-30 | Permanently Out of Use | 1994-04-22 | 450 | Diesel
9-100260 | KEMS INC. | 2234 HOONEE PL | Honolulu | HI | 96819 | KEMS INC. | 2234 HOONEE PL | Honolulu | HI | 96819 | P-1 | 1979-05-09 | Permanently Out of Use |  | 1000 | Gasoline
9-103083 | MATSUSHITA INVESTMENT AND DEVELO | 2237 KUHIO AVE | Honolulu | HI | 96815 | UNDETERMINED AT THIS TIME | Address Unknown | Honolulu | HI | 96815 | R-1 |  | Permanently Out of Use | 1995-05-10 | 500 | Diesel
9-101027 | SHELL SERVICE STATION | 2239 N SCHOOL ST | Honolulu | HI | 96819 | SHELL OIL COMPANY | 789 NIMITZ HWY | Honolulu | HI | 96819 | R-3 | 1969-04-18 | Permanently Out of Use |  | 5000 | Gasoline
9-101027 | SHELL SERVICE STATION | 2239 N SCHOOL ST | Honolulu | HI | 96819 | SHELL OIL COMPANY | 789 NIMITZ HWY | Honolulu | HI | 96819 | R-2 | 1969-04-18 | Permanently Out of Use |  | 5000 | Gasoline
9-101027 | SHELL SERVICE STATION | 2239 N SCHOOL ST | Honolulu | HI | 96819 | SHELL OIL COMPANY | 789 NIMITZ HWY | Honolulu | HI | 96819 | R-1 | 1971-04-19 | Permanently Out of Use | 1986-12-31 | 4000 | Gasoline
9-101027 | SHELL SERVICE STATION | 2239 N SCHOOL ST | Honolulu | HI | 96819 | SHELL OIL COMPANY | 789 NIMITZ HWY | Honolulu | HI | 96819 | R-5 | 1969-04-18 | Permanently Out of Use |  | 550 | Used Oil
9-101027 | SHELL SERVICE STATION | 2239 N SCHOOL ST | Honolulu | HI | 96819 | SHELL OIL COMPANY | 789 NIMITZ HWY | Honolulu | HI | 96819 | R-4 | 1969-04-18 | Permanently Out of Use |  | 8000 | Gasoline
9-103574 | ROYAL KUHIO CONDOMINIUMS | 2240 KUHIO AVE | Honolulu | HI | 96815 | ROYAL KUHIO CONDOMINIUM ASSOCIATION OF APT OWNERS | 2240 KUHIO AVE | Honolulu | HI | 96815 | R-M-1 |  | Permanently Out of Use | 2000-02-21 | 550 | Diesel
9-701679 | AIM KALAHEO SHELL | 2-2416 KAUMUALII HWY | Kalaheo | HI | 96741 | ALOHA PETROLEUM, LTD. | 1132 BISHOP STREET, SUITE 1700 | Kalaheo | HI | 96741 | R-1 | 1976-04-21 | Permanently Out of Use | 1994-04-11 | 3000 | Gasoline
9-701679 | AIM KALAHEO SHELL | 2-2416 KAUMUALII HWY | Kalaheo | HI | 96741 | ALOHA PETROLEUM, LTD. | 1132 BISHOP STREET, SUITE 1700 | Kalaheo | HI | 96741 | R-2 | 1972-12-30 | Permanently Out of Use | 1994-04-11 | 2000 | Gasoline
9-701679 | AIM KALAHEO SHELL | 2-2416 KAUMUALII HWY | Kalaheo | HI | 96741 | ALOHA PETROLEUM, LTD. | 1132 BISHOP STREET, SUITE 1700 | Kalaheo | HI | 96741 | R-3 | 1986-12-30 | Permanently Out of Use | 1994-04-11 | 6000 | Gasoline
9-701679 | AIM KALAHEO SHELL | 2-2416 KAUMUALII HWY | Kalaheo | HI | 96741 | ALOHA PETROLEUM, LTD. | 1132 BISHOP STREET, SUITE 1700 | Kalaheo | HI | 96741 | 2 | 1994-09-01 | Currently in Use |  | 10000 | Gasohol
9-701679 | AIM KALAHEO SHELL | 2-2416 KAUMUALII HWY | Kalaheo | HI | 96741 | ALOHA PETROLEUM, LTD. | 1132 BISHOP STREET, SUITE 1700 | Kalaheo | HI | 96741 | 1 | 1994-09-01 | Currently in Use |  | 10000 | Gasohol
9-100355 | UNITED TIRE & RECAPPING CO.,LTD. | 2242 KAMEHAMEHA HWY | Honolulu | HI | 96819 | UNITED TIRE & RECAPPING CO.,LTD. | 2242 KAMEHAMEHA HWY | Honolulu | HI | 96819 | R-2 | 1971-03-26 | Permanently Out of Use | 1990-02-13 | 1000 | Gasoline
9-100355 | UNITED TIRE & RECAPPING CO.,LTD. | 2242 KAMEHAMEHA HWY | Honolulu | HI | 96819 | UNITED TIRE & RECAPPING CO.,LTD. | 2242 KAMEHAMEHA HWY | Honolulu | HI | 96819 | R-1 | 1953-03-25 | Permanently Out of Use |  | 500 | Diesel
9-700436 | Kauai County KALAHEO FIRE STATION | 2-2480 KAUMUALII HWY | Kalaheo | HI | 96741 | KAUAI COUNTY |  | Kalaheo | HI | 96741 | R-475 | 1967-12-30 | Permanently Out of Use | 1992-03-17 | 500 | Diesel
9-703205 | TABA SERVICE | 2-2489 KAUMUALII HWY | Kalaheo | HI | 96741 | TABA SERVICE | 2-2489 KAUMUALII HWY | Kalaheo | HI | 96741 | 2 | 1998-12-01 | Currently In Use |  | 4000 | Gasoline
9-703205 | TABA SERVICE | 2-2489 KAUMUALII HWY | Kalaheo | HI | 96741 | TABA SERVICE | 2-2489 KAUMUALII HWY | Kalaheo | HI | 96741 | 1 | 1998-12-01 | Currently In Use |  | 7000 | Gasoline
9-703205 | TABA SERVICE | 2-2489 KAUMUALII HWY | Kalaheo | HI | 96741 | TABA SERVICE | 2-2489 KAUMUALII HWY | Kalaheo | HI | 96741 | R-D | 1966-12-01 | Permanently Out of Use | 1998-11-05 | 280 | Gasoline
9-703205 | TABA SERVICE | 2-2489 KAUMUALII HWY | Kalaheo | HI | 96741 | TABA SERVICE | 2-2489 KAUMUALII HWY | Kalaheo | HI | 96741 | R-R | 1966-12-01 | Permanently Out of Use | 1998-11-05 | 3000 | Gasoline
9-703205 | TABA SERVICE | 2-2489 KAUMUALII HWY | Kalaheo | HI | 96741 | TABA SERVICE | 2-2489 KAUMUALII HWY | Kalaheo | HI | 96741 | R-P | 1966-12-01 | Permanently Out of Use | 1998-11-05 | 3000 | Gasoline
9-703205 | TABA SERVICE | 2-2489 KAUMUALII HWY | Kalaheo | HI | 96741 | TABA SERVICE | 2-2489 KAUMUALII HWY | Kalaheo | HI | 96741 | R-S | 1966-12-01 | Permanently Out of Use | 1998-11-05 | 3000 | Gasoline
9-703205 | TABA SERVICE | 2-2489 KAUMUALII HWY | Kalaheo | HI | 96741 | TABA SERVICE | 2-2489 KAUMUALII HWY | Kalaheo | HI | 96741 | 3 | 1998-12-01 | Currently In Use |  | 3000 | Diesel
9-700402 | STOUFFER WAIOHAI BEACH RESORT | 2249 POIPU RD | Koloa | HI | 96756 | STOUFFER WAIOHAI BEACH RESORT | 2249 POIPU RD | Koloa | HI | 96756 | 1 | 1981-05-12 | Permanently Out of Use | 1998-03-03 | 4000 | Diesel
9-101034 | MIKE'S AUTOMOTIVE/SUPPLY INC | 225 S VINEYARD BLVD | Honolulu | HI | 96813 | EQUILON ENTERPRISES, LLC DBA SHELL OIL PRODUCTS US | 2555 13TH AVE, SW | Honolulu | HI | 96813 | R-5 | 1966-04-18 | Permanently Out of Use | 1995-09-20 | 550 | Used Oil
9-101034 | MIKE'S AUTOMOTIVE/SUPPLY INC | 225 S VINEYARD BLVD | Honolulu | HI | 96813 | EQUILON ENTERPRISES, LLC DBA SHELL OIL PRODUCTS US | 2555 13TH AVE, SW | Honolulu | HI | 96813 | R-2 | 1966-04-18 | Permanently Out of Use | 1995-09-18 | 7000 | Gasoline
9-101034 | MIKE'S AUTOMOTIVE/SUPPLY INC | 225 S VINEYARD BLVD | Honolulu | HI | 96813 | EQUILON ENTERPRISES, LLC DBA SHELL OIL PRODUCTS US | 2555 13TH AVE, SW | Honolulu | HI | 96813 | R-4 | 1966-04-18 | Permanently Out of Use | 1995-09-18 | 4000 | Gasoline
9-101034 | MIKE'S AUTOMOTIVE/SUPPLY INC | 225 S VINEYARD BLVD | Honolulu | HI | 96813 | EQUILON ENTERPRISES, LLC DBA SHELL OIL PRODUCTS US | 2555 13TH AVE, SW | Honolulu | HI | 96813 | R-1 | 1971-04-19 | Permanently Out of Use | 1995-09-18 | 6000 | Gasoline
9-101034 | MIKE'S AUTOMOTIVE/SUPPLY INC | 225 S VINEYARD BLVD | Honolulu | HI | 96813 | EQUILON ENTERPRISES, LLC DBA SHELL OIL PRODUCTS US | 2555 13TH AVE, SW | Honolulu | HI | 96813 | R-6 | 1995-09-26 | Permanently Out of Use | 2001-12-17 | 12000 | Gasoline
9-101034 | MIKE'S AUTOMOTIVE/SUPPLY INC | 225 S VINEYARD BLVD | Honolulu | HI | 96813 | EQUILON ENTERPRISES, LLC DBA SHELL OIL PRODUCTS US | 2555 13TH AVE, SW | Honolulu | HI | 96813 | R-7 | 1995-09-26 | Permanently Out of Use | 2001-12-17 | 12000 | Gasoline
9-101034 | MIKE'S AUTOMOTIVE/SUPPLY INC | 225 S VINEYARD BLVD | Honolulu | HI | 96813 | EQUILON ENTERPRISES, LLC DBA SHELL OIL PRODUCTS US | 2555 13TH AVE, SW | Honolulu | HI | 96813 | R-3 | 1966-04-18 | Permanently Out of Use | 1995-09-18 | 6000 | Gasoline
9-703485 | POIPU BAY RESORT GOLF COURSE | 2250 AINAKO STREET | Koloa | HI | 96756 | KAWAILOA DEV. DBA POIPU BAY RESORT GOLF COURSE | 22520 Ainako Rd. | Koloa | HI | 96756 | 2 | 1990-01-01 | Currently In Use |  | 2385 | Diesel
9-703485 | POIPU BAY RESORT GOLF COURSE | 2250 AINAKO STREET | Koloa | HI | 96756 | KAWAILOA DEV. DBA POIPU BAY RESORT GOLF COURSE | 22520 Ainako Rd. | Koloa | HI | 96756 | 87 | 1990-08-01 | Currently In Use |  | 2385 | Gasoline
9-702560 | Kalaheo 76 | 2-2515 KAUMUALII HWY | Kalaheo | HI | 96741 | Mid Pac Petroleum LLC | 1100 Alakea St., 8th Floor | Kalaheo | HI | 96741 | R-2 | 1960-01-01 | Permanently Out of Use | 1998-08-14 | 2000 | Gasoline
9-702560 | Kalaheo 76 | 2-2515 KAUMUALII HWY | Kalaheo | HI | 96741 | Mid Pac Petroleum LLC | 1100 Alakea St., 8th floor | Kalaheo | HI | 96741 | R-3 | 1948-01-01 | Permanently Out of Use | 1998-05-14 | 1050 | Gasoline
9-702560 | Kalaheo 76 | 2-2515 KAUMUALII HWY | Kalaheo | HI | 96741 | Mid Pac Petroleum LLC | 1100 Alakea St., 8th floor | Kalaheo | HI | 96741 | R-4 | 1948-01-01 | Permanently Out of Use | 1998-08-14 | 1050 | Gasoline
9-702560 | Kalaheo 76 | 2-2515 KAUMUALII HWY | Kalaheo | HI | 96741 | Mid Pac Petroleum LLC | 1100 Alakea St., 8th floor | Kalaheo | HI | 96741 | 87 | 1999-09-01 | Temporarily out of Use |  | 4000 | Gasoline
9-702560 | Kalaheo 76 | 2-2515 KAUMUALII HWY | Kalaheo | HI | 96741 | Mid Pac Petroleum LLC | 1100 Alakea St., 8th floor | Kalaheo | HI | 96741 | 92 | 1999-09-01 | Temporarily out of Use |  | 4000 | Gasoline
9-702560 | Kalaheo 76 | 2-2515 KAUMUALII HWY | Kalaheo | HI | 96741 | Mid Pac Petroleum LLC | 1100 Alakea St., 8th Floor | Kalaheo | HI | 96741 | 92 | 1999-09-01 | Temporarily out of Use |  | 4000 | Gasoline
9-702560 | Kalaheo 76 | 2-2515 KAUMUALII HWY | Kalaheo | HI | 96741 | Mid Pac Petroleum LLC | 1100 Alakea St., 8th Floor | Kalaheo | HI | 96741 | 87 | 1999-09-01 | Temporarily out of Use |  | 4000 | Gasoline
9-702560 | Kalaheo 76 | 2-2515 KAUMUALII HWY | Kalaheo | HI | 96741 | Mid Pac Petroleum LLC | 1100 Alakea St., 8th Floor | Kalaheo | HI | 96741 | R-4 | 1948-01-01 | Permanently Out of Use | 1998-08-14 | 1050 | Gasoline
9-702560 | Kalaheo 76 | 2-2515 KAUMUALII HWY | Kalaheo | HI | 96741 | Mid Pac Petroleum LLC | 1100 Alakea St., 8th floor | Kalaheo | HI | 96741 | R-1 | 1960-01-01 | Permanently Out of Use | 1998-08-14 | 1000 | Gasoline
9-702560 | Kalaheo 76 | 2-2515 KAUMUALII HWY | Kalaheo | HI | 96741 | Mid Pac Petroleum LLC | 1100 Alakea St., 8th Floor | Kalaheo | HI | 96741 | R-1 | 1960-01-01 | Permanently Out of Use | 1998-08-14 | 1000 | Gasoline
9-702560 | Kalaheo 76 | 2-2515 KAUMUALII HWY | Kalaheo | HI | 96741 | Mid Pac Petroleum LLC | 1100 Alakea St., 8th floor | Kalaheo | HI | 96741 | R-2 | 1960-01-01 | Permanently Out of Use | 1998-08-14 | 2000 | Gasoline
9-702560 | Kalaheo 76 | 2-2515 KAUMUALII HWY | Kalaheo | HI | 96741 | Mid Pac Petroleum LLC | 1100 Alakea St., 8th Floor | Kalaheo | HI | 96741 | R-3 | 1948-01-01 | Permanently Out of Use | 1998-05-14 | 1050 | Gasoline
9-102650 | SHERATON WAIKIKI | 2255 KALAKAUA AVE | Honolulu | HI | 96815 | KYO-YA COMPANY, INC | 2255 KALAKAUA AVE, 2ND FLOOR | Honolulu | HI | 96815 | R-M-1 | 1971-12-30 | Permanently Out of Use | 1992-11-09 | 1000 | Diesel
9-102650 | SHERATON WAIKIKI | 2255 KALAKAUA AVE | Honolulu | HI | 96815 | KYO-YA COMPANY, INC | 2255 KALAKAUA AVE, 2ND FLOOR | Honolulu | HI | 96815 | 4 | 1992-12-30 | Currently in Use |  | 2500 | Diesel
9-102650 | SHERATON WAIKIKI | 2255 KALAKAUA AVE | Honolulu | HI | 96815 | KYO-YA COMPANY, INC | 2255 KALAKAUA AVE, 2ND FLOOR | Honolulu | HI | 96815 | r-6 |  | Permanently out of Use | 2008-10-09 | 2500
9-102646 | ROYAL HAWAIIAN HOTEL | 2259 KALAKAUA AVE | Honolulu | HI | 96815 | KYO-YA COMPANY, INC | 2255 KALAKAUA AVE, 2ND FLOOR | Honolulu | HI | 96815 | R-M-1 | 1970-12-30 | Permanently Out of Use | 1992-11-16 | 1000 | Diesel
9-603750 | JACK'S TOURS | 226 KANOELEHUA AVE | Hilo | HI | 96720 | JACK IWAO MIYASHIRO RECOVABLE LIVING TRUST | C/O ELLEN MIYASHIRO SAKAGAWA 5871 SOLEDAD ROAD | Hilo | HI | 96720 | R-1 |  | Permanently out of Use | 2002-10-04 | 10000 | Gasoline
9-603750 | JACK'S TOURS | 226 KANOELEHUA AVE | Hilo | HI | 96720 | JACK IWAO MIYASHIRO RECOVABLE LIVING TRUST | C/O ELLEN MIYASHIRO SAKAGAWA 5871 SOLEDAD ROAD | Hilo | HI | 96720 | R-3 |  | Permanently out of Use | 2002-10-04 | 1000 | Used Oil
9-603750 | JACK'S TOURS | 226 KANOELEHUA AVE | Hilo | HI | 96720 | JACK IWAO MIYASHIRO RECOVABLE LIVING TRUST | C/O ELLEN MIYASHIRO SAKAGAWA 5871 SOLEDAD ROAD | Hilo | HI | 96720 | R-2 |  | Permanently out of Use | 2002-10-04 | 10000 | Diesel
9-103812 | Waikiki Beachwalk | 226 Lewers Street | Honolulu | HI | 96815 | WBW CHIP, LLC C/O OUTRIGGER HOTELS HAWAII | 2375 Kuhio Ave | Honolulu | HI | 96815 | M-1 | 2006-07-06 | Currently In Use |  | 2500 | Diesel
9-103321 | REHAB HOSPITAL OF THE PACIFIC | 226 N KUAKINI ST | Honolulu | HI | 96817 | REHAB HOSPITAL OF THE PACIFIC | 226 N KUAKINI ST | Honolulu | HI | 96817 | R-M-1 |  | Permanently Out of Use | 1997-09-19 | 550 | Diesel
9-102491 | TESORO 2GO 61020 | 2260 KAMEHAMEHA HWY | Honolulu | HI | 96819 | HIE Retail, LLC | 800 Gessner Road, Suite 875 | Honolulu | HI | 96819 | 3 | 1990-09-30 | Currently In Use |  | 10000 | Diesel
9-102491 | TESORO 2GO 61020 | 2260 KAMEHAMEHA HWY | Honolulu | HI | 96819 | HIE Retail, LLC | 800 Gessner Road, Suite 875 | Honolulu | HI | 96819 | 1 | 1990-09-30 | Currently In Use |  | 10000 | Gasohol
9-102491 | TESORO 2GO 61020 | 2260 KAMEHAMEHA HWY | Honolulu | HI | 96819 | HIE Retail, LLC | 800 Gessner Road, Suite 875 | Honolulu | HI | 96819 | 2 | 1990-09-30 | Currently In Use |  | 9609 | Gasohol
9-102491 | TESORO 2GO 61020 | 2260 KAMEHAMEHA HWY | Honolulu | HI | 96819 | HIE Retail, LLC | 800 Gessner Road, Suite 875 | Honolulu | HI | 96819 | 4 | 1990-09-30 | Temporarily out of Use |  | 10000 | Diesel
9-102491 | TESORO 2GO 61020 | 2260 KAMEHAMEHA HWY | Honolulu | HI | 96819 | HIE Retail, LLC | 91-325 Komohana Street | Honolulu | HI | 96819 | 4 | 1990-09-30 | Temporarily out of Use |  | 10000 | Diesel
9-102491 | TESORO 2GO 61020 | 2260 KAMEHAMEHA HWY | Honolulu | HI | 96819 | HIE Retail, LLC | 91-325 Komohana Street | Honolulu | HI | 96819 | 3 | 1990-09-30 | Currently In Use |  | 10000 | Diesel
9-102491 | TESORO 2GO 61020 | 2260 KAMEHAMEHA HWY | Honolulu | HI | 96819 | HIE Retail, LLC | 91-325 Komohana Street | Honolulu | HI | 96819 | 2 | 1990-09-30 | Currently In Use |  | 9609 | Gasohol
9-102491 | TESORO 2GO 61020 | 2260 KAMEHAMEHA HWY | Honolulu | HI | 96819 | HIE Retail, LLC | 91-325 Komohana Street | Honolulu | HI | 96819 | 1 | 1990-09-30 | Currently In Use |  | 10000 | Gasohol
9-103396 | KILLEBREW & WHITE CO. | 2264 PAHOUNUI DR | Honolulu | HI | 96819 | KILLEBREW & WHITE CO. | 2264 PAHOUNUI DR | Honolulu | HI | 96819 | R-3 | 1977-10-01 | Permanently Out of Use | 1998-07-24 | 991 | Diesel
9-103396 | KILLEBREW & WHITE CO. | 2264 PAHOUNUI DR | Honolulu | HI | 96819 | KILLEBREW & WHITE CO. | 2264 PAHOUNUI DR | Honolulu | HI | 96819 | R-2 | 1977-10-01 | Permanently Out of Use | 1998-07-17 | 2141 | Gasoline
9-103396 | KILLEBREW & WHITE CO. | 2264 PAHOUNUI DR | Honolulu | HI | 96819 | KILLEBREW & WHITE CO. | 2264 PAHOUNUI DR | Honolulu | HI | 96819 | R-1 | 1977-10-01 | Permanently Out of Use | 1998-06-25 | 4129 | Diesel
9-103937 | H&M tenant Improvement at Waikiki Business Plaza | 2270 Kalakaua Ave | Honolulu | HI | 96815 | Waikiki Business Plaza | 2270 Kalalaua Ave | Honolulu | HI | 96815 | r-1 |  | Permanently out of Use | 2013-10-18 | 1500
9-102929 | KILLBREW/WHITE COMPANIES | 2276 PAHOUNUI DR | Honolulu | HI | 96819 | FRANK & SALLY WHITE & GEORG KILLBREW III | 2276 PAHOUNUI DR | Honolulu | HI | 96819 | R-2 | 1977-10-01 | Permanently Out of Use | 1994-05-21 | 4000 | Gasoline
9-102929 | KILLBREW/WHITE COMPANIES | 2276 PAHOUNUI DR | Honolulu | HI | 96819 | FRANK & SALLY WHITE & GEORG KILLBREW III | 2276 PAHOUNUI DR | Honolulu | HI | 96819 | R-1 | 1977-10-01 | Permanently Out of Use | 1994-05-21 | 3000 | Gasoline
9-102929 | KILLBREW/WHITE COMPANIES | 2276 PAHOUNUI DR | Honolulu | HI | 96819 | FRANK & SALLY WHITE & GEORG KILLBREW III | 2276 PAHOUNUI DR | Honolulu | HI | 96819 | R-3 | 1977-10-01 | Permanently Out of Use | 1994-05-21 | 4000 | Diesel
9-100210 | Hawaii Dairy Holdings, Inc DBA Foremost Dairies | 2277 KAMEHAMEHA HWY | Honolulu | HI | 96819 | Hawaii Dairy Holding, inc | 2277 Kamehameha Highway | Honolulu | HI | 96819 | R-3 | 1956-03-21 | Permanently Out of Use |  | 4000 | Gasoline
9-100210 | Hawaii Dairy Holdings, Inc DBA Foremost Dairies | 2277 KAMEHAMEHA HWY | Honolulu | HI | 96819 | Hawaii Dairy Holding, inc | 2277 Kamehameha Highway | Honolulu | HI | 96819 | r-2 | 1988-10-04 | Permanently Out of Use | 2005-07-06 | 4000 | Diesel
9-100210 | Hawaii Dairy Holdings, Inc DBA Foremost Dairies | 2277 KAMEHAMEHA HWY | Honolulu | HI | 96819 | Hawaii Dairy Holding, inc | 2277 Kamehameha Highway | Honolulu | HI | 96819 | r-3 | 1988-11-01 | Permanently Out of Use | 2005-07-06 | 8000 | Diesel
9-100210 | Hawaii Dairy Holdings, Inc DBA Foremost Dairies | 2277 KAMEHAMEHA HWY | Honolulu | HI | 96819 | Hawaii Dairy Holding, inc | 2277 Kamehameha Highway | Honolulu | HI | 96819 | R-4 | 1956-03-21 | Permanently Out of Use |  | 4000 | Other
9-100210 | Hawaii Dairy Holdings, Inc DBA Foremost Dairies | 2277 KAMEHAMEHA HWY | Honolulu | HI | 96819 | Hawaii Dairy Holding, inc | 2277 Kamehameha Highway | Honolulu | HI | 96819 | R-2 | 1956-03-21 | Permanently Out of Use |  | 3000 | Gasoline
9-100749 | OAHU BINDERY, INC. | 2278 HOONEE PL | Honolulu | HI | 96819 | OAHU BINDERY, INC. | 2278 HOONEE PL | Honolulu | HI | 96819 | R-01 | 1966-04-08 | Permanently Out of Use | 1982-12-17 | 500 | Gasoline
9-100273 | MERCANTILE TRUCKING SERVICE | 2280 ALAHAO PL | Honolulu | HI | 96819 | MERCANTILE TRUCKING SERVICE | 2280 ALAHAO PLACE | Honolulu | HI | 96819 | R-2 | 1968-03-17 | Permanently Out of Use | 1998-10-06 | 2000 | Gasoline
9-100273 | MERCANTILE TRUCKING SERVICE | 2280 ALAHAO PL | Honolulu | HI | 96819 | MERCANTILE TRUCKING SERVICE | 2280 ALAHAO PLACE | Honolulu | HI | 96819 | R-1 | 1968-03-17 | Permanently Out of Use | 1998-10-06 | 4000 | Diesel
9-100031 | KSC SERVICE L-4210 | 2295 N KING ST | Honolulu | HI | 96819 | UNOCAL CORPORATION | 3915 Mission Avenue #7416 | Honolulu | HI | 96819 | R-6 |  | Permanently Out of Use | 1992-03-30 | 7000 | Gasoline
9-100031 | KSC SERVICE L-4210 | 2295 N KING ST | Honolulu | HI | 96819 | UNOCAL CORPORATION | 3915 Mission Avenue #7416 | Honolulu | HI | 96819 | R-3 | 1969-04-01 | Permanently Out of Use | 1992-04-28 | 550 | Used Oil
9-100031 | KSC SERVICE L-4210 | 2295 N KING ST | Honolulu | HI | 96819 | UNOCAL CORPORATION | 3915 Mission Avenue #7416 | Honolulu | HI | 96819 | R-2 | 1969-04-01 | Permanently Out of Use | 1992-04-28 | 10000 | Gasoline
9-100031 | KSC SERVICE L-4210 | 2295 N KING ST | Honolulu | HI | 96819 | UNOCAL CORPORATION | 3915 Mission Avenue #7416 | Honolulu | HI | 96819 | R-1 | 1969-04-01 | Permanently Out of Use | 1992-04-28 | 10000 | Gasoline
9-100031 | KSC SERVICE L-4210 | 2295 N KING ST | Honolulu | HI | 96819 | UNOCAL CORPORATION | 3915 Mission Avenue #7416 | Honolulu | HI | 96819 | R-5 |  | Permanently Out of Use | 1992-03-30 | 5000 | Gasoline
9-500381 | F & M CONTRACTORS, INC. | 230 HANA HWY | Kahului | HI | 96732 | F & M CONTRACTORS, INC. | 230 HANA HWY | Kahului | HI | 96732 | R-1 | 1981-05-05 | Permanently Out of Use | 1992-09-15 | 1000 | Gasoline
9-500381 | F & M CONTRACTORS, INC. | 230 HANA HWY | Kahului | HI | 96732 | F & M CONTRACTORS, INC. | 230 HANA HWY | Kahului | HI | 96732 | R-3 | 1980-05-05 | Permanently Out of Use | 1992-09-15 | 1000 | Gasoline
9-500381 | F & M CONTRACTORS, INC. | 230 HANA HWY | Kahului | HI | 96732 | F & M CONTRACTORS, INC. | 230 HANA HWY | Kahului | HI | 96732 | R-2 | 1980-05-05 | Permanently Out of Use | 1992-09-15 | 1000 | Gasoline
9-602955 | MIKO MEATS SLAUGHTER HOUSE | 230 KEKUANAOA | Keaau | HI | 96749 | MIKO MEATS SLAUGHTER HOUSE | 230 KEKUANAOA | Keaau | HI | 96749 | R-1 |  | Permanently Out of Use | 1990-01-01 |  | Not Listed
9-602955 | MIKO MEATS SLAUGHTER HOUSE | 230 KEKUANAOA | Keaau | HI | 96749 | MIKO MEATS SLAUGHTER HOUSE | 230 KEKUANAOA | Keaau | HI | 96749 | R-2 |  | Permanently Out of Use | 1990-01-01 |  | Not Listed
9-102588 | LENAKONA DEVELOPMENT, LTD | 2305 KAMEHAMEHA HWY | Honolulu | HI | 96800 | LENAKONA DEVELOPMENT, LTD | 870 KAPAHULU AVE, #204 | Honolulu | HI | 96800 | R-1 | 1969-12-30 | Permanently Out of Use | 1992-11-20 | 1000 | Gasoline
9-102588 | LENAKONA DEVELOPMENT, LTD | 2305 KAMEHAMEHA HWY | Honolulu | HI | 96800 | LENAKONA DEVELOPMENT, LTD | 870 KAPAHULU AVE, #204 | Honolulu | HI | 96800 | R-2 | 1960-12-30 | Permanently Out of Use | 1992-11-20 | 1500 | Gasoline
9-102588 | LENAKONA DEVELOPMENT, LTD | 2305 KAMEHAMEHA HWY | Honolulu | HI | 96800 | LENAKONA DEVELOPMENT, LTD | 870 KAPAHULU AVE, #204 | Honolulu | HI | 96800 | R-3 |  | Permanently Out of Use | 1992-11-20 | 1000 | Gasoline
9-100861 | GASPRO (KALIHI FACILITY) | 2305 KAMEHAMEHA HWY / P.O. BOX 30707 | Honolulu | HI | 96820 | GASPRO | THE BOC GROUP, INC / 2305 KAMEHAMEHA HWY | Honolulu | HI | 96820 | R-2 | 1967-05-02 | Permanently Out of Use | 1992-09-21 | 7000 | Hazardous Substance
9-100861 | GASPRO (KALIHI FACILITY) | 2305 KAMEHAMEHA HWY / P.O. BOX 30707 | Honolulu | HI | 96820 | GASPRO | THE BOC GROUP, INC / 2305 KAMEHAMEHA HWY | Honolulu | HI | 96820 | R-1 | 1981-05-01 | Permanently Out of Use | 1992-09-21 | 6000 | Diesel
9-100170 | AMELCO CORPORATION | 2308 PAHOUNUI DR | Honolulu | HI | 96819 | AMELCO CORPORATION | 2308 PAHOUNUI DR | Honolulu | HI | 96819 | R-1 | 1985-03-25 | Permanently Out of Use | 1993-10-26 | 6000 | Gasoline
9-101397 | AIR ENGINEERING | 2308 PAHOUNUI DR | Honolulu | HI | 96819 | UNOCAL CORPORATION | 3915 Mission Avenue #7416 | Honolulu | HI | 96819 | R-B | 1966-08-20 | Permanently Out of Use | 1984-12-31 | 2000 | Not Listed
9-101397 | AIR ENGINEERING | 2308 PAHOUNUI DR | Honolulu | HI | 96819 | UNOCAL CORPORATION | 3915 Mission Avenue #7416 | Honolulu | HI | 96819 | R-A | 1984-12-18 | Permanently Out of Use |  | 4000 | Gasoline
9-103011 | TOUCHSTONE | 231 SAND ISLAND ACCESS RD | Honolulu | HI | 96803 | TOUCHSTONE PROPERTIES | 231 SAND ISLAND ACCESS RD | Honolulu | HI | 96803 | R-3 |  | Permanently Out of Use | 1995-03-13 | 1000 | Not Listed
9-103011 | TOUCHSTONE | 231 SAND ISLAND ACCESS RD | Honolulu | HI | 96803 | TOUCHSTONE PROPERTIES | 231 SAND ISLAND ACCESS RD | Honolulu | HI | 96803 | R-1 |  | Permanently Out of Use | 1995-03-13 | 1000 | Used Oil
9-103011 | TOUCHSTONE | 231 SAND ISLAND ACCESS RD | Honolulu | HI | 96803 | TOUCHSTONE PROPERTIES | 231 SAND ISLAND ACCESS RD | Honolulu | HI | 96803 | R-2 |  | Permanently Out of Use | 1995-03-13 | 1000 | Not Listed
9-101867 | AIM Kam IV | 2314 N SCHOOL ST | Honolulu | HI | 96819 | ALOHA PETROLEUM, LTD. | 1132 Bishop Street, Suite 1700 | Honolulu | HI | 96819 | 2 | 1988-11-30 | Currently In Use |  | 10000 | Gasoline
9-101867 | AIM Kam IV | 2314 N SCHOOL ST | Honolulu | HI | 96819 | ALOHA PETROLEUM, LTD. | 1132 Bishop Street, Suite 1700 | Honolulu | HI | 96819 | 1 | 1988-11-30 | Currently In Use |  | 10000 | Gasoline
9-101867 | AIM Kam IV | 2314 N SCHOOL ST | Honolulu | HI | 96819 | ALOHA PETROLEUM, LTD. | 1132 Bishop Street, Suite 1700 | Honolulu | HI | 96819 | 92 | 1988-11-30 | Currently In Use |  | 10000 | Gasoline
9-101867 | AIM Kam IV | 2314 N SCHOOL ST | Honolulu | HI | 96819 | ALOHA PETROLEUM, LTD. | 1132 BISHOP STREET, SUITE 1700 | Honolulu | HI | 96819 | 1 | 1988-11-30 | Currently In Use |  | 10000 | Gasoline
9-101867 | AIM Kam IV | 2314 N SCHOOL ST | Honolulu | HI | 96819 | ALOHA PETROLEUM, LTD. | 1132 BISHOP STREET, SUITE 1700 | Honolulu | HI | 96819 | 2 | 1988-11-30 | Currently In Use |  | 10000 | Gasoline
9-101867 | AIM Kam IV | 2314 N SCHOOL ST | Honolulu | HI | 96819 | ALOHA PETROLEUM, LTD. | 1132 BISHOP STREET, SUITE 1700 | Honolulu | HI | 96819 | 92 | 1988-11-30 | Currently In Use |  | 10000 | Gasoline
9-101830 | ALLIED PACIFIC COMPANY OF HAWAII | 232 SAND ISLAND PARKWAY RD | Honolulu | HI | 96819 | ALLIED PACIFIC COMPANY OF HAWAII | 232 SAND ISLAND PARKWAY RD. / P.O. BOX 240102 | Honolulu | HI | 96819 | R-1 | 1951-12-31 | Permanently Out of Use | 1990-08-08 | 550 | Gasoline
9-201182 | FASTOP PACIFIC PALISADES | 2321 AUHUHU ST | Pearl City | HI | 96782 | Palisades Mini Mart LLC | 2321-A Auhuhu St | Pearl City | HI | 96782 | R-3 | 1980-04-04 | Permanently Out of Use | 1997-06-05 | 7500 | Gasoline
9-201182 | FASTOP PACIFIC PALISADES | 2321 AUHUHU ST | Pearl City | HI | 96782 | Palisades Mini Mart LLC | 2321-A Auhuhu St | Pearl City | HI | 96782 | R-1 | 1980-04-04 | Permanently Out of Use | 1997-06-05 | 8000 | Gasoline
9-201182 | FASTOP PACIFIC PALISADES | 2321 AUHUHU ST | Pearl City | HI | 96782 | Gennesart Group Inc. | 866 Kamehameha Hwy | Pearl City | HI | 96782 | R-1 | 1980-04-04 | Permanently Out of Use | 1997-06-05 | 8000 | Gasoline
9-201182 | FASTOP PACIFIC PALISADES | 2321 AUHUHU ST | Pearl City | HI | 96782 | Palisades Mini Mart LLC | 2321-A Auhuhu St | Pearl City | HI | 96782 | 87 | 1997-06-01 | Currently In Use |  | 10000 | Gasoline
9-201182 | FASTOP PACIFIC PALISADES | 2321 AUHUHU ST | Pearl City | HI | 96782 | Palisades Mini Mart LLC | 2321-A Auhuhu St | Pearl City | HI | 96782 | R-2 | 1980-04-04 | Permanently Out of Use | 1997-06-05 | 8000 | Gasoline
9-201182 | FASTOP PACIFIC PALISADES | 2321 AUHUHU ST | Pearl City | HI | 96782 | Gennesart Group Inc. | 866 Kamehameha Hwy | Pearl City | HI | 96782 | R-3 | 1980-04-04 | Permanently Out of Use | 1997-06-05 | 7500 | Gasoline
9-201182 | FASTOP PACIFIC PALISADES | 2321 AUHUHU ST | Pearl City | HI | 96782 | Gennesart Group Inc. | 866 Kamehameha Hwy | Pearl City | HI | 96782 | R-2 | 1980-04-04 | Permanently Out of Use | 1997-06-05 | 8000 | Gasoline
9-201182 | FASTOP PACIFIC PALISADES | 2321 AUHUHU ST | Pearl City | HI | 96782 | Gennesart Group Inc. | 866 Kamehameha Hwy | Pearl City | HI | 96782 | 87 | 1997-06-01 | Currently In Use |  | 10000 | Gasoline
9-201182 | FASTOP PACIFIC PALISADES | 2321 AUHUHU ST | Pearl City | HI | 96782 | Gennesart Group Inc. | 866 Kamehameha Hwy | Pearl City | HI | 96782 | 92 | 1997-06-01 | Currently In Use |  | 10000 | Gasoline
9-201182 | FASTOP PACIFIC PALISADES | 2321 AUHUHU ST | Pearl City | HI | 96782 | Palisades Mini Mart LLC | 2321-A Auhuhu St | Pearl City | HI | 96782 | 92 | 1997-06-01 | Currently In Use |  | 10000 | Gasoline
9-503629 | KIHEI MINIT STOP | 233 Piikea Ave 233 PIIKEA AVE | Kihei | HI | 96753 | MAUI PETROLEUM | 385 HUKILIKE ST, SUITE 200 | Kihei | HI | 96753 | 2 | 2000-08-31 | Currently In Use |  | 6000 | Gasohol
9-503629 | KIHEI MINIT STOP | 233 Piikea Ave 233 PIIKEA AVE | Kihei | HI | 96753 | MAUI PETROLEUM | 385 HUKILIKE ST, SUITE 200 | Kihei | HI | 96753 | 1 | 2000-08-31 | Currently In Use |  | 4000 | Diesel
9-503629 | KIHEI MINIT STOP | 233 Piikea Ave 233 PIIKEA AVE | Kihei | HI | 96753 | MAUI PETROLEUM | 385 HUKILIKE ST, SUITE 200 | Kihei | HI | 96753 | 3 | 2000-08-31 | Currently In Use |  | 10000 | Gasohol
9-101361 | BUDGET RENT-A-CAR SYSTEMS, INC. | 2330 KUHIO AVE | Honolulu | HI | 96815 | BUDGET RENT-A-CAR SYSTEMS, INC. |  | Honolulu | HI | 96815 | 2 | 1983-01-01 | Permanently Out of Use | 1993-06-24 | 6000 | Gasoline
9-101361 | BUDGET RENT-A-CAR SYSTEMS, INC. | 2330 KUHIO AVE | Honolulu | HI | 96815 | BUDGET RENT-A-CAR SYSTEMS, INC. |  | Honolulu | HI | 96815 | 1 | 1983-01-01 | Permanently Out of Use | 1993-06-24 | 6000 | Gasoline
9-102735 | KAMEHAMEHA INDUSTRIAL CENTER | 2339 KAMEHAMEHA HWY | Honolulu | HI | 96819 | FIRST HAWAIIAN BANK | P.O. Box 1959 | Honolulu | HI | 96819 | M-1 | 1992-01-01 | Currently in Use |  | 7840 | Diesel
9-500371 | ASSOCIATED STEEL WORKERS, LTD. | 234 LALO ST | Kahului | HI | 96732 | ASSOCIATED STEEL WORKERS, LTD |  | Kahului | HI | 96732 | R-1 | 1975-02-13 | Permanently Out of Use | 1994-12-01 | 1000 | Gasoline
9-500371 | ASSOCIATED STEEL WORKERS, LTD. | 234 LALO ST | Kahului | HI | 96732 | ASSOCIATED STEEL WORKERS, LTD |  | Kahului | HI | 96732 | R-2 | 1975-02-13 | Permanently Out of Use | 1994-12-01 | 1000 | Diesel
9-100046 | KOKO MARINA 76 | 234 LUNALILO HOME RD | Honolulu | HI | 96825 | Mid Pac Petroleum LLC | 1100 Alakea Street, 8th floor | Honolulu | HI | 96825 | R-5440-5 | 1965-07-01 | Permanently Out of Use | 1987-02-01 | 7500 | Gasoline
9-100046 | KOKO MARINA 76 | 234 LUNALILO HOME RD | Honolulu | HI | 96825 | Mid Pac Petroleum LLC | 1100 Alakea Street, 8th floor | Honolulu | HI | 96825 | R-5440-3 | 1965-07-01 | Permanently Out of Use | 1987-02-01 | 7500 | Gasoline
9-100046 | KOKO MARINA 76 | 234 LUNALILO HOME RD | Honolulu | HI | 96825 | Mid Pac Petroleum LLC | 1100 Alakea Street, 8th floor | Honolulu | HI | 96825 | r-used oil | 1987-02-01 | Permanently out of Use | 2008-11-18 | 520 | Used Oil
9-100046 | KOKO MARINA 76 | 234 LUNALILO HOME RD | Honolulu | HI | 96825 | Mid Pac Petroleum LLC | 1100 Alakea Street, 8th floor | Honolulu | HI | 96825 | 87 | 2008-12-08 | Currently in Use |  | 5000 | Gasoline
9-100046 | KOKO MARINA 76 | 234 LUNALILO HOME RD | Honolulu | HI | 96825 | Mid Pac Petroleum LLC | 1100 Alakea Street, 8th floor | Honolulu | HI | 96825 | premium | 2008-12-08 | Currently in Use |  | 7000 | Gasoline
9-100046 | KOKO MARINA 76 | 234 LUNALILO HOME RD | Honolulu | HI | 96825 | Mid Pac Petroleum LLC | 1100 Alakea Street, 8th floor | Honolulu | HI | 96825 | reg | 2008-12-08 | Currently in Use |  | 12000 | Gasoline
9-100046 | KOKO MARINA 76 | 234 LUNALILO HOME RD | Honolulu | HI | 96825 | Mid Pac Petroleum LLC | 1100 Alakea Street, 8th floor | Honolulu | HI | 96825 | R-5440-4 | 1965-07-01 | Permanently Out of Use | 1997-02-01 | 280 | Used Oil
9-100046 | KOKO MARINA 76 | 234 LUNALILO HOME RD | Honolulu | HI | 96825 | Mid Pac Petroleum LLC | 1100 Alakea Street, 8th floor | Honolulu | HI | 96825 | r-87 | 1987-02-01 | Permanently out of Use | 2008-11-18 | 12000 | Gasoline
9-100046 | KOKO MARINA 76 | 234 LUNALILO HOME RD | Honolulu | HI | 96825 | Mid Pac Petroleum LLC | 1100 Alakea Street, 8th floor | Honolulu | HI | 96825 | r-92 | 1987-02-01 | Permanently out of Use | 2008-11-18 | 12000 | Gasoline
9-601314 | MIKE'S ALOHA SERVICE | 234 WAIANUENUE AVE | Hilo | HI | 96720 | MIKES ALOHA SERVICE, INC. | 234 WAIANUENUE AVENUE | Hilo | HI | 96720 | R-4 | 1960-05-01 | Permanently Out of Use |  | 1000 | Used Oil
9-601314 | MIKE'S ALOHA SERVICE | 234 WAIANUENUE AVE | Hilo | HI | 96720 | MIKES ALOHA SERVICE, INC. | 234 WAIANUENUE AVENUE | Hilo | HI | 96720 | R-1 | 1972-05-01 | Permanently Out of Use |  | 4000 | Gasoline
9-601314 | MIKE'S ALOHA SERVICE | 234 WAIANUENUE AVE | Hilo | HI | 96720 | MIKES ALOHA SERVICE, INC. | 234 WAIANUENUE AVENUE | Hilo | HI | 96720 | R-3 | 1960-05-01 | Permanently Out of Use |  | 4000 | Gasoline
9-601314 | MIKE'S ALOHA SERVICE | 234 WAIANUENUE AVE | Hilo | HI | 96720 | MIKES ALOHA SERVICE, INC. | 234 WAIANUENUE AVENUE | Hilo | HI | 96720 | R-2 | 1960-05-01 | Permanently Out of Use |  | 6000 | Gasoline
9-101524 | F.T. OPPERMAN & COMPANY | 2340-B KAMEHAMEHA HWY | Honolulu | HI | 96819 | F. T. OPPERMAN COMPANY | 700 Bishop St, Ste. 1000 | Honolulu | HI | 96819 | R-001 | 1959-12-31 | Permanently Out of Use | 1989-01-01 | 970 | Gasoline
9-101524 | F.T. OPPERMAN & COMPANY | 2340-B KAMEHAMEHA HWY | Honolulu | HI | 96819 | F. T. OPPERMAN COMPANY | 700 Bishop St, Ste. 1000 | Honolulu | HI | 96819 | R-002 | 1959-12-31 | Permanently Out of Use | 1989-01-01 | 970 | Gasoline
9-100171 | Ameron - Sand Island | 2344 PAHOUNUI DR. | Honolulu | HI | 96819 | Oahu Petroleum Inc | 1100 Alakea St, 8th floor | Honolulu | HI | 96819 | R-3A |  | Permanently Out of Use | 2000-05-11 | 1500 | Diesel
9-100171 | Ameron - Sand Island | 2344 PAHOUNUI DR. | Honolulu | HI | 96819 | Mid Pac Petroleum LLC | 1100 Alakea St, 8th Floor | Honolulu | HI | 96819 | R-3B |  | Permanently Out of Use | 2000-05-11 | 1500 | Gasoline
9-100171 | Ameron - Sand Island | 2344 PAHOUNUI DR. | Honolulu | HI | 96819 | Mid Pac Petroleum LLC | 1100 Alakea St, 8th Floor | Honolulu | HI | 96819 | R-3A |  | Permanently Out of Use | 2000-05-11 | 1500 | Diesel
9-100171 | Ameron - Sand Island | 2344 PAHOUNUI DR. | Honolulu | HI | 96819 | Mid Pac Petroleum LLC | 1100 Alakea St, 8th Floor | Honolulu | HI | 96819 | 2 | 1998-12-01 | Currently In Use |  | 6000 | Diesel
9-100171 | Ameron - Sand Island | 2344 PAHOUNUI DR. | Honolulu | HI | 96819 | Mid Pac Petroleum LLC | 1100 Alakea St, 8th Floor | Honolulu | HI | 96819 | R-1 | 1986-04-22 | Permanently Out of Use | 1999-01-20 | 10000 | Diesel
9-100171 | Ameron - Sand Island | 2344 PAHOUNUI DR. | Honolulu | HI | 96819 | Oahu Petroleum Inc | 1100 Alakea St, 8th floor | Honolulu | HI | 96819 | R-3B |  | Permanently Out of Use | 2000-05-11 | 1500 | Gasoline
9-100171 | Ameron - Sand Island | 2344 PAHOUNUI DR. | Honolulu | HI | 96819 | Oahu Petroleum Inc | 1100 Alakea St, 8th floor | Honolulu | HI | 96819 | R-1 | 1986-04-22 | Permanently Out of Use | 1999-01-20 | 10000 | Diesel
9-100171 | Ameron - Sand Island | 2344 PAHOUNUI DR. | Honolulu | HI | 96819 | Oahu Petroleum Inc | 1100 Alakea St, 8th floor | Honolulu | HI | 96819 | 2 | 1998-12-01 | Currently In Use |  | 6000 | Diesel
9-101531 | MIRAMAR HOTEL HAWAII, INC. | 2345 KUHIO AVE | Honolulu | HI | 96815 | MIRAMAR HOTEL HAWAII, INC. | 2345 KUHIO AVENUE | Honolulu | HI | 96815 | 3 |  | Currently in Use |  |  | Unknown
9-101531 | MIRAMAR HOTEL HAWAII, INC. | 2345 KUHIO AVE | Honolulu | HI | 96815 | MIRAMAR HOTEL HAWAII, INC. | 2345 KUHIO AVENUE | Honolulu | HI | 96815 | R-1 | 1976-05-21 | Permanently Out of Use | 1992-10-27 | 2000 | Gasoline
9-101531 | MIRAMAR HOTEL HAWAII, INC. | 2345 KUHIO AVE | Honolulu | HI | 96815 | MIRAMAR HOTEL HAWAII, INC. | 2345 KUHIO AVENUE | Honolulu | HI | 96815 | 4 |  | Currently in Use |  |  | Unknown
9-101531 | MIRAMAR HOTEL HAWAII, INC. | 2345 KUHIO AVE | Honolulu | HI | 96815 | MIRAMAR HOTEL HAWAII, INC. | 2345 KUHIO AVENUE | Honolulu | HI | 96815 | R-2 | 1983-05-22 | Permanently Out of Use |  | 5000 | Diesel
9-501739 | ABC STORE #51 | 2349 S KIHEI RD | Kihei | HI | 96753 | MNS, LTD. | 766 POHUKAINA ST | Kihei | HI | 96753 | 3 | 1987-12-04 | Currently In Use |  | 10000 | Gasoline
9-501739 | ABC STORE #51 | 2349 S KIHEI RD | Kihei | HI | 96753 | MNS, LTD. | 766 POHUKAINA ST | Kihei | HI | 96753 | 2 | 1987-12-01 | Currently In Use |  | 10000 | Gasoline
9-501739 | ABC STORE #51 | 2349 S KIHEI RD | Kihei | HI | 96753 | MNS, LTD. | 766 POHUKAINA ST | Kihei | HI | 96753 | 1 | 1987-12-01 | Currently In Use |  | 10000 | Gasoline
9-501739 | ABC STORE #51 | 2349 S KIHEI RD | Kihei | HI | 96753 | ABC Stores | 2349 S Kihei Rd | Kihei | HI | 96753 | 3 | 1987-12-04 | Currently In Use |  | 10000 | Gasoline
9-501739 | ABC STORE #51 | 2349 S KIHEI RD | Kihei | HI | 96753 | ABC Stores | 2349 S Kihei Rd | Kihei | HI | 96753 | 1 | 1987-12-01 | Currently In Use |  | 10000 | Gasoline
9-501739 | ABC STORE #51 | 2349 S KIHEI RD | Kihei | HI | 96753 | ABC Stores | 2349 S Kihei Rd | Kihei | HI | 96753 | 2 | 1987-12-01 | Currently In Use |  | 10000 | Gasoline
9-202768 | PIONEER HOME SUPPLY WAREHOUSE | 235 KELLOG ST | Schofield Barracks | HI | 96786 | HOWARD BUILDING CENTER, INC | 1001 CALIFORNIA AVE | Schofield Barracks | HI | 96786 | R-A | 1959-12-30 | Permanently Out of Use | 1988-12-20 | 550 | Diesel
9-202768 | PIONEER HOME SUPPLY WAREHOUSE | 235 KELLOG ST | Schofield Barracks | HI | 96786 | HOWARD BUILDING CENTER, INC | 1001 CALIFORNIA AVE | Schofield Barracks | HI | 96786 | R-D | 1955-12-30 | Permanently Out of Use | 1988-12-20 | 550 | Diesel
9-202768 | PIONEER HOME SUPPLY WAREHOUSE | 235 KELLOG ST | Schofield Barracks | HI | 96786 | HOWARD BUILDING CENTER, INC | 1001 CALIFORNIA AVE | Schofield Barracks | HI | 96786 | R-C | 1959-12-30 | Permanently Out of Use | 1988-12-20 | 1000 | Gasoline
9-202768 | PIONEER HOME SUPPLY WAREHOUSE | 235 KELLOG ST | Schofield Barracks | HI | 96786 | HOWARD BUILDING CENTER, INC | 1001 CALIFORNIA AVE | Schofield Barracks | HI | 96786 | R-E | 1955-12-30 | Permanently Out of Use | 1988-12-20 | 4500 | Diesel
9-202768 | PIONEER HOME SUPPLY WAREHOUSE | 235 KELLOG ST | Schofield Barracks | HI | 96786 | HOWARD BUILDING CENTER, INC | 1001 CALIFORNIA AVE | Schofield Barracks | HI | 96786 | R-B | 1959-12-30 | Permanently Out of Use | 1988-12-20 | 1000 | Diesel
9-102692 | STATE CAPITOL - TMK 2-1-33:25 | 235 S BERETANIA ST | Honolulu | HI | 96813 | STATE DAGS - PROJECT MANAGEMENT BRANCH | 1151 PUNCHBOWL ST, RM 427 | Honolulu | HI | 96813 | R-1 | 1972-12-30 | Permanently Out of Use | 1993-03-03 | 1000 | Diesel
9-102692 | STATE CAPITOL - TMK 2-1-33:25 | 235 S BERETANIA ST | Honolulu | HI | 96813 | STATE DAGS - PROJECT MANAGEMENT BRANCH | 1151 PUNCHBOWL ST, RM 427 | Honolulu | HI | 96813 | R-2 | 1972-12-30 | Permanently Out of Use | 1993-03-03 | 1000 | Not Listed
9-601621 | HILO TEXACO SERVICE | 235 WAIANUENUE AVE | Hilo | HI | 96720 | TEXACO REFINING & MARKETING INC. | ENVIRONMENTAL SERVICES 800 SW FIRST AVE., SUITE 180 | Hilo | HI | 96720 | R-04 | 1972-02-07 | Permanently Out of Use | 1989-09-26 | 4000 | Gasoline
9-601621 | HILO TEXACO SERVICE | 235 WAIANUENUE AVE | Hilo | HI | 96720 | TEXACO REFINING & MARKETING INC. | ENVIRONMENTAL SERVICES 800 SW FIRST AVE., SUITE 180 | Hilo | HI | 96720 | R-05 | 1972-02-07 | Permanently Out of Use | 1989-09-26 | 4000 | Gasoline
9-601621 | HILO TEXACO SERVICE | 235 WAIANUENUE AVE | Hilo | HI | 96720 | TEXACO REFINING & MARKETING INC. | ENVIRONMENTAL SERVICES 800 SW FIRST AVE., SUITE 180 | Hilo | HI | 96720 | R-03 | 1972-02-07 | Permanently Out of Use | 1989-09-26 | 4000 | Gasoline
9-601621 | HILO TEXACO SERVICE | 235 WAIANUENUE AVE | Hilo | HI | 96720 | TEXACO REFINING & MARKETING INC. | ENVIRONMENTAL SERVICES 800 SW FIRST AVE., SUITE 180 | Hilo | HI | 96720 | R-02 | 1972-02-07 | Permanently Out of Use | 1989-09-26 | 4000 | Gasoline
9-601621 | HILO TEXACO SERVICE | 235 WAIANUENUE AVE | Hilo | HI | 96720 | TEXACO REFINING & MARKETING INC. | ENVIRONMENTAL SERVICES 800 SW FIRST AVE., SUITE 180 | Hilo | HI | 96720 | R-01 | 1972-02-07 | Permanently Out of Use | 1989-09-26 | 550 | Used Oil
9-503809 | The Westin Maui Resort and Spa | 2365 Kaanapali Parkway | Lahaina | HI | 96761 | Starwoord Hotels and Resorts | One Starpoint | Lahaina | HI | 96761 | 2 (Makai) | 1986-01-01 | Currently In Use |  | 10000 | Diesel
9-503809 | The Westin Maui Resort and Spa | 2365 Kaanapali Parkway | Lahaina | HI | 96761 | Starwoord Hotels and Resorts | One Starpoint | Lahaina | HI | 96761 | 1 (Mauka) | 1986-01-01 | Currently In Use |  | 10000 | Diesel
9-102647 | MOANA SURFRIDER HOTEL | 2365 KALAKAUA AVE | Honolulu | HI | 96815 | Westin Moana Surfrider | 2365 Kalakaua Ave. | Honolulu | HI | 96815 | R-1 | 1970-12-30 | Permanently Out of Use | 1992-11-30 | 4000 | Diesel
9-102647 | MOANA SURFRIDER HOTEL | 2365 KALAKAUA AVE | Honolulu | HI | 96815 | Westin Moana Surfrider | 2365 Kalakaua Ave. | Honolulu | HI | 96815 | 1 | 1992-12-30 | Currently in Use |  | 2500 | Diesel
9-500382 | FONG CONSTRUCTION CO., LTD. | 237 DAIRY RD | Kahului | HI | 96732 | FONG CONSTRUCTION CO., LTD. | 237 DAIRY RD | Kahului | HI | 96732 | R-1 | 1962-05-06 | Permanently Out of Use | 1993-05-19 | 2000 | Gasoline
9-500382 | FONG CONSTRUCTION CO., LTD. | 237 DAIRY RD | Kahului | HI | 96732 | FONG CONSTRUCTION CO., LTD. | 237 DAIRY RD | Kahului | HI | 96732 | R-2 | 1962-05-06 | Permanently Out of Use | 1993-05-19 | 3000 | Diesel
9-100356 | HSI MECHANICAL | 239 PUUHALE RD | Honolulu | HI | 96819 | KEN YEE | 2394 AINA LANI PL | Honolulu | HI | 96819 | P-1 | 1966-05-08 | Permanently Out of Use |  | 1000 | Gasoline
9-100728 | ABC STORE 21 | 2394 KUHIO AVE | Honolulu | HI | 96813 | MNS, LTD. | 766 POHUKAINA ST | Honolulu | HI | 96813 | r-1 |  | Permanently Out of Use | 2004-02-05 | 2000 | Gasoline
9-100728 | ABC STORE 21 | 2394 KUHIO AVE | Honolulu | HI | 96813 | MNS, LTD. | 766 POHUKAINA ST | Honolulu | HI | 96813 | r-2 |  | Permanently Out of Use | 2004-02-05 | 5500 | Gasoline
9-100728 | ABC STORE 21 | 2394 KUHIO AVE | Honolulu | HI | 96813 | MNS, LTD. | 766 POHUKAINA ST | Honolulu | HI | 96813 | r-3 |  | Permanently out of Use | 2004-02-05 | 550 | Used Oil
9-502973 | BATAAN GARAGE | 24 BALDWIN AVE | Paia | HI | 96779 | TADAUUKI HORIUCHI | 24 BALDWIN AVE | Paia | HI | 96779 | R-2 |  | Permanently Out of Use | 1994-08-06 | 1000 | Gasoline
9-502973 | BATAAN GARAGE | 24 BALDWIN AVE | Paia | HI | 96779 | TADAUUKI HORIUCHI | 24 BALDWIN AVE | Paia | HI | 96779 | R-1 |  | Permanently Out of Use | 1994-08-06 | 1000 | Diesel
9-500548 | MAKAWAO CENTRAL OFFICE | 24 OLINDA RD | Makawao | HI | 96768 | Hawaiian Telcom | P.O. Box 2200 | Makawao | HI | 96768 | R-1 | 1985-05-07 | Permanently Out of Use | 1996-10-01 | 550 | Diesel
9-500548 | MAKAWAO CENTRAL OFFICE | 24 OLINDA RD | Makawao | HI | 96768 | Hawaiian Telcom | P.O. Box 2200 | Makawao | HI | 96768 | M-1 | 1996-10-07 | Currently In Use |  | 600 | Diesel
9-600060 | H. HARADA CONTRACTOR, INC. | 24 RAILROAD AVE | Hilo | HI | 96720 | H. HARADA CONTRACTOR, INC. | 430 E. LANIKAULA St | Hilo | HI | 96720 | R-782611 | 1981-04-30 | Permanently Out of Use | 1994-12-02 | 1000 | Gasoline
9-600060 | H. HARADA CONTRACTOR, INC. | 24 RAILROAD AVE | Hilo | HI | 96720 | H. HARADA CONTRACTOR, INC. | 430 E. LANIKAULA St | Hilo | HI | 96720 | R-782612 | 1981-04-30 | Permanently Out of Use | 1994-12-02 | 1000 | Diesel
9-501800 | AMERICAN FENCE COMPANY | 240 HOOKAHI ST | Wailuku | HI | 96793 | AMERICAN FENCE COMPANY | 240 HOOKAHI St | Wailuku | HI | 96793 | R-1 | 1981-04-10 | Permanently Out of Use | 1995-02-05 | 1000 | Gasoline
9-503789 | Clifford Koki | 240 Makakoa Place | Wailuku | HI | 96793 | Clifford Koki | 240 Makakoa Place | Wailuku | HI | 96793 | R-1 |  | Permanently Out of Use | 2005-02-17 | 1000 | Gasoline
9-501125 | Lahaina Chevron | 240 PAPALAUA ST | Lahaina | HI | 96761 | CHEVRON PRODUCTS COMPANY | 91-480 MALAKOLE ST. | Lahaina | HI | 96761 | R-4B | 1985-12-01 | Permanently Out of Use | 1997-06-18 | 1000 | Used Oil
9-501125 | Lahaina Chevron | 240 PAPALAUA ST | Lahaina | HI | 96761 | CHEVRON PRODUCTS COMPANY | 91-480 MALAKOLE ST. | Lahaina | HI | 96761 | R-4A |  | Permanently Out of Use | 1966-01-01 |  | Used Oil
9-501125 | Lahaina Chevron | 240 PAPALAUA ST | Lahaina | HI | 96761 | CHEVRON PRODUCTS COMPANY | 91-480 MALAKOLE ST. | Lahaina | HI | 96761 | R-3 |  | Permanently Out of Use | 1966-01-01 |  | Gasoline
9-501125 | Lahaina Chevron | 240 PAPALAUA ST | Lahaina | HI | 96761 | CHEVRON PRODUCTS COMPANY | 91-480 MALAKOLE ST. | Lahaina | HI | 96761 | R-1 |  | Permanently Out of Use | 1966-01-01 |  | Gasoline
9-501125 | Lahaina Chevron | 240 PAPALAUA ST | Lahaina | HI | 96761 | CHEVRON PRODUCTS COMPANY | 91-480 MALAKOLE ST. | Lahaina | HI | 96761 | 3 | 1985-11-01 | Currently in Use |  | 10000 | Gasoline
9-501125 | Lahaina Chevron | 240 PAPALAUA ST | Lahaina | HI | 96761 | CHEVRON PRODUCTS COMPANY | 91-480 MALAKOLE ST. | Lahaina | HI | 96761 | 2 | 1985-12-01 | Currently in Use |  | 10000 | Gasoline
9-501125 | Lahaina Chevron | 240 PAPALAUA ST | Lahaina | HI | 96761 | CHEVRON PRODUCTS COMPANY | 91-480 MALAKOLE ST. | Lahaina | HI | 96761 | R-2 |  | Permanently Out of Use | 1966-01-01 |  | Gasoline
9-501125 | Lahaina Chevron | 240 PAPALAUA ST | Lahaina | HI | 96761 | CHEVRON PRODUCTS COMPANY | 91-480 MALAKOLE ST. | Lahaina | HI | 96761 | 1 | 1985-12-01 | Currently in Use |  | 10000 | Gasoline
9-501125 | Lahaina Chevron | 240 PAPALAUA ST | Lahaina | HI | 96761 | CHEVRON PRODUCTS COMPANY | Attn Permit Desk PO Box 6004 | Lahaina | HI | 96761 | R-1 |  | Permanently Out of Use | 1966-01-01 |  | Gasoline
9-501125 | Lahaina Chevron | 240 PAPALAUA ST | Lahaina | HI | 96761 | CHEVRON PRODUCTS COMPANY | Attn Permit Desk PO Box 6004 | Lahaina | HI | 96761 | R-4A |  | Permanently Out of Use | 1966-01-01 |  | Used Oil
9-501125 | Lahaina Chevron | 240 PAPALAUA ST | Lahaina | HI | 96761 | CHEVRON PRODUCTS COMPANY | Attn Permit Desk PO Box 6004 | Lahaina | HI | 96761 | R-2 |  | Permanently Out of Use | 1966-01-01 |  | Gasoline
9-501125 | Lahaina Chevron | 240 PAPALAUA ST | Lahaina | HI | 96761 | CHEVRON PRODUCTS COMPANY | Attn Permit Desk PO Box 6004 | Lahaina | HI | 96761 | R-4B | 1985-12-01 | Permanently Out of Use | 1997-06-18 | 1000 | Used Oil
9-501125 | Lahaina Chevron | 240 PAPALAUA ST | Lahaina | HI | 96761 | CHEVRON PRODUCTS COMPANY | Attn Permit Desk PO Box 6004 | Lahaina | HI | 96761 | 3 | 1985-11-01 | Currently in Use |  | 10000 | Gasoline
9-501125 | Lahaina Chevron | 240 PAPALAUA ST | Lahaina | HI | 96761 | CHEVRON PRODUCTS COMPANY | Attn Permit Desk PO Box 6004 | Lahaina | HI | 96761 | 2 | 1985-12-01 | Currently in Use |  | 10000 | Gasoline
9-501125 | Lahaina Chevron | 240 PAPALAUA ST | Lahaina | HI | 96761 | CHEVRON PRODUCTS COMPANY | Attn Permit Desk PO Box 6004 | Lahaina | HI | 96761 | 1 | 1985-12-01 | Currently in Use |  | 10000 | Gasoline
9-501125 | Lahaina Chevron | 240 PAPALAUA ST | Lahaina | HI | 96761 | CHEVRON PRODUCTS COMPANY | Attn Permit Desk PO Box 6004 | Lahaina | HI | 96761 | R-3 |  | Permanently Out of Use | 1966-01-01 |  | Gasoline
9-102441 | MARK'S AUTO SERVICE | 2404 10TH AVE | Honolulu | HI | 96816 | SUE SHEN MARK | 2404 10TH AVENUE | Honolulu | HI | 96816 | R-3 |  | Permanently Out of Use |  | 2000 | Gasoline
9-102441 | MARK'S AUTO SERVICE | 2404 10TH AVE | Honolulu | HI | 96816 | SUE SHEN MARK | 2404 10TH AVENUE | Honolulu | HI | 96816 | R-1 |  | Permanently Out of Use |  | 550 | Used Oil
9-102441 | MARK'S AUTO SERVICE | 2404 10TH AVE | Honolulu | HI | 96816 | SUE SHEN MARK | 2404 10TH AVENUE | Honolulu | HI | 96816 | R-2 |  | Permanently Out of Use |  | 2000 | Gasoline
9-101187 | 7-11 KAM IV 0166 | 2404 N SCHOOL ST | Honolulu | HI | 96819 | Mid Pac Petroleum LLC | 1100 Alakea St., 8th Floor | Honolulu | HI | 96819 | r-92 | 1985-04-04 | Permanently out of Use | 2009-05-18 | 10000 | Gasoline
9-101187 | 7-11 KAM IV 0166 | 2404 N SCHOOL ST | Honolulu | HI | 96819 | Mid Pac Petroleum LLC | 1100 Alakea St., 8th Floor | Honolulu | HI | 96819 | 2 | 2009-11-19 | Currently in Use |  | 12000 | Gasoline
9-101187 | 7-11 KAM IV 0166 | 2404 N SCHOOL ST | Honolulu | HI | 96819 | Mid Pac Petroleum LLC | 1100 Alakea St., 8th Floor | Honolulu | HI | 96819 | r-87 | 1985-04-04 | Permanently out of Use | 2009-05-18 | 10000 | Gasoline
9-101187 | 7-11 KAM IV 0166 | 2404 N SCHOOL ST | Honolulu | HI | 96819 | Mid Pac Petroleum LLC | 1100 Alakea St., 8th Floor | Honolulu | HI | 96819 | r-89 | 1985-04-04 | Permanently out of Use | 2009-05-18 | 10000 | Gasoline
9-101187 | 7-11 KAM IV 0166 | 2404 N SCHOOL ST | Honolulu | HI | 96819 | Mid Pac Petroleum LLC | 1100 Alakea St., 8th Floor | Honolulu | HI | 96819 | 1 | 2009-11-19 | Currently in Use |  | 12000 | Gasoline
9-101230 | LINDSEY'S CHEVRON SERVICE | 2404 S BERETANIA ST | Honolulu | HI | 96826 | CHEVRON PRODUCTS COMPANY | 91-480 MALAKOLE ST. | Honolulu | HI | 96826 | R-2 | 1984-11-30 | Permanently Out of Use |  | 10000 | Gasoline
9-101230 | LINDSEY'S CHEVRON SERVICE | 2404 S BERETANIA ST | Honolulu | HI | 96826 | CHEVRON PRODUCTS COMPANY | 91-480 MALAKOLE ST. | Honolulu | HI | 96826 | R-3 | 1984-11-30 | Permanently Out of Use |  | 10000 | Gasoline
9-101230 | LINDSEY'S CHEVRON SERVICE | 2404 S BERETANIA ST | Honolulu | HI | 96826 | CHEVRON PRODUCTS COMPANY | 91-480 MALAKOLE ST. | Honolulu | HI | 96826 | R-4 | 1984-11-30 | Permanently Out of Use |  | 1000 | Used Oil
9-101230 | LINDSEY'S CHEVRON SERVICE | 2404 S BERETANIA ST | Honolulu | HI | 96826 | CHEVRON PRODUCTS COMPANY | 91-480 MALAKOLE ST. | Honolulu | HI | 96826 | R-1 | 1984-11-30 | Permanently Out of Use |  | 10000 | Gasoline
9-101678 | CONTEMPORARY ART CENTER | 2411 MAKIKI HEIGHTS DR | Honolulu | HI | 96817 | THE CONTEMPORARY MUSEUM | 2411 MAKIKI HEIGHTS DRIVE | Honolulu | HI | 96817 | R-001 | 1946-12-04 | Permanently Out of Use |  | 400 | Not Listed
9-101678 | CONTEMPORARY ART CENTER | 2411 MAKIKI HEIGHTS DR | Honolulu | HI | 96817 | THE CONTEMPORARY MUSEUM | 2411 MAKIKI HEIGHTS DRIVE | Honolulu | HI | 96817 | R-002 | 1946-12-04 | Permanently Out of Use |  | 400 | Not Listed
9-103811 | UH MANOA FREAR HALL | 2421 Dole Street | Honolulu | HI | 96819 | UH MANOA Student Housing Services | 2555 Dole Street Johnson Hall A Basement | Honolulu | HI | 96819 | r-1 | 1950-01-01 | Permanently Out of Use | 2006-06-14 | 1000 | Diesel
9-100759 | HERTZ RENT- A-CAR (AREA 2602-10) | 2424 KALAKAUA AVE | Honolulu | HI | 96815 | THE HERTZ CORPORATION | 225 BRAE BLVD | Honolulu | HI | 96815 | r-1 | 1975-01-31 | Permanently out of Use | 2007-10-01 | 10000 | Gasoline
9-101527 | BUDGET RENT-A-CAR SYSTEMS INC 2105 | 2424 KALAKAUA AVE | Honolulu | HI | 96815 | AVIS RENT A CAR SYSTEM LLC | 6 Sylvan Way Dept 29-C93-36 | Honolulu | HI | 96815 | r-1 | 1970-04-23 | Permanently out of Use | 2007-10-09 | 6500 | Gasoline
9-100440 | SCHUMAN CARRIAGE CO., LTD. | 2424 KAMEHAMEHA HWY | Honolulu | HI | 96819 | SCHUMAN CARRIAGE MOTORS, LTD. | 1234 S BERETANIA ST P.O. BOX 2420 | Honolulu | HI | 96819 | R-1 |  | Permanently Out of Use | 1991-12-15 | 500 | Gasoline
9-100080 | C&CH McCULLY FIRE STATION | 2425 DATE ST | Honolulu | HI | 96826 | C&C OF HNL - HONOLULU FIRE DEPARATMENT | 636 South Street | Honolulu | HI | 96826 | r-2 | 1991-03-30 | Permanently out of Use | 2008-07-02 | 1000 | Diesel
9-100080 | C&CH McCULLY FIRE STATION | 2425 DATE ST | Honolulu | HI | 96826 | C&C OF HNL - HONOLULU FIRE DEPARATMENT | 636 South Street | Honolulu | HI | 96826 | R-1 | 1955-09-02 | Permanently Out of Use | 1991-02-28 | 550 | Diesel
9-100156 | A. B. Dela Cruz, Inc. (aka Young's Variety Store) | 243 Kalihi St | Honolulu | HI | 96819 | A. B. DELA CRUZ, INC. | 243 KALIHI ST | Honolulu | HI | 96819 | R-1 | 1972-05-08 | Permanently Out of Use | 1992-10-06 | 3000 | Gasoline
9-100156 | A. B. Dela Cruz, Inc. (aka Young's Variety Store) | 243 Kalihi St | Honolulu | HI | 96819 | A. B. DELA CRUZ, INC. | 243 KALIHI ST | Honolulu | HI | 96819 | R-2 | 1972-05-08 | Permanently Out of Use | 1992-10-06 | 1000 | Gasoline
9-500008 | Mid Pac Petroleum 254680 (prev: ED'S UNION SERVICE.) | 243 LAHAINALUNA RD | Lahaina | HI | 96761 | Mid Pac Petroleum LLC | 1100 Alakea St., 8th floor | Lahaina | HI | 96761 | r-4680-4 | 1985-04-15 | Permanently out of Use | 2009-06-04 | 550 | Used Oil
9-500008 | Mid Pac Petroleum 254680 (prev: ED'S UNION SERVICE.) | 243 LAHAINALUNA RD | Lahaina | HI | 96761 | Mid Pac Petroleum LLC | 1100 Alakea St., 8th floor | Lahaina | HI | 96761 | 2a | 2009-08-02 | Currently in Use |  | 7000 | Gasoline
9-500008 | Mid Pac Petroleum 254680 (prev: ED'S UNION SERVICE.) | 243 LAHAINALUNA RD | Lahaina | HI | 96761 | Mid Pac Petroleum LLC | 1100 Alakea St., 8th floor | Lahaina | HI | 96761 | 2b | 2009-08-02 | Currently in Use |  | 5000 | Diesel
9-500008 | Mid Pac Petroleum 254680 (prev: ED'S UNION SERVICE.) | 243 LAHAINALUNA RD | Lahaina | HI | 96761 | Mid Pac Petroleum LLC | 1100 Alakea St., 8th floor | Lahaina | HI | 96761 | r-92 | 1985-04-15 | Permanently out of Use | 2009-06-04 | 12000 | Gasoline
9-500008 | Mid Pac Petroleum 254680 (prev: ED'S UNION SERVICE.) | 243 LAHAINALUNA RD | Lahaina | HI | 96761 | Mid Pac Petroleum LLC | 1100 Alakea St., 8th floor | Lahaina | HI | 96761 | r-87 | 1985-04-15 | Permanently out of Use | 2009-06-04 | 12000 | Gasoline
9-500008 | Mid Pac Petroleum 254680 (prev: ED'S UNION SERVICE.) | 243 LAHAINALUNA RD | Lahaina | HI | 96761 | Mid Pac Petroleum LLC | 1100 Alakea St., 8th floor | Lahaina | HI | 96761 | 1 | 2009-08-02 | Currently in Use |  | 12000 | Gasoline
9-502743 | TESORO #61071 | 243 PUUNENE AVE | Kahului | HI | 96732 | HIE Retail, LLC | 800 Gessner Road, Suite 875 | Kahului | HI | 96732 | 4 | 1992-02-01 | Currently In Use |  | 10000 | Diesel
9-502743 | TESORO #61071 | 243 PUUNENE AVE | Kahului | HI | 96732 | HIE Retail, LLC | 800 Gessner Road, Suite 875 | Kahului | HI | 96732 | 2 | 1992-02-01 | Currently In Use |  | 10000 | Gasohol
9-502743 | TESORO #61071 | 243 PUUNENE AVE | Kahului | HI | 96732 | HIE Retail, LLC | 800 Gessner Road, Suite 875 | Kahului | HI | 96732 | 3 | 1992-02-01 | Currently In Use |  | 10000 | Gasohol
9-502743 | TESORO #61071 | 243 PUUNENE AVE | Kahului | HI | 96732 | HIE Retail, LLC | 800 Gessner Road, Suite 875 | Kahului | HI | 96732 | 1 | 1992-02-01 | Currently In Use |  | 10000 | Hazardous Substance
9-701526 | SHERATON KAUAI HOTEL | 2440 HOONANI RD | Koloa | HI | 96756 | PACIFIC MACHINERY | 94-031 FARRINGTON HWY | Koloa | HI | 96756 | R-1 | 1987-09-21 | Permanently Out of Use | 1992-11-21 | 8300 | Diesel
9-100119 | Board of Water Supply Kalihi Corporation Yard | 2442 Kini Place | Honolulu | HI | 96819 | C&C OF HNL - BOARD OF WATER SUPPLY | 630 S BERETANIA ST | Honolulu | HI | 96819 | 1 | 1992-06-30 | Currently in Use |  | 6000 | Gasoline
9-100119 | Board of Water Supply Kalihi Corporation Yard | 2442 Kini Place | Honolulu | HI | 96819 | C&C OF HNL - BOARD OF WATER SUPPLY | 630 S BERETANIA ST | Honolulu | HI | 96819 | 2 | 1992-06-30 | Currently in Use |  | 2500 | Diesel
9-100119 | Board of Water Supply Kalihi Corporation Yard | 2442 Kini Place | Honolulu | HI | 96819 | C&C OF HNL - BOARD OF WATER SUPPLY | 630 S BERETANIA ST | Honolulu | HI | 96819 | R-1 | 1971-05-14 | Permanently Out of Use | 1992-06-30 | 1000 | Diesel
9-100119 | Board of Water Supply Kalihi Corporation Yard | 2442 Kini Place | Honolulu | HI | 96819 | C&C OF HNL - BOARD OF WATER SUPPLY | 630 S BERETANIA ST | Honolulu | HI | 96819 | R-2 | 1976-05-13 | Permanently Out of Use | 1992-06-30 | 5000 | Gasoline
9-101480 | MID-PACIFIC INSTITUTE | 2445 KAALA ST | Honolulu | HI | 96822 | MID-PACIFIC INSTITUTE | 2445 KAALA St | Honolulu | HI | 96822 | R-1 | 1970-01-01 | Permanently Out of Use | 1998-06-10 | 1036 | Gasoline
9-101480 | MID-PACIFIC INSTITUTE | 2445 KAALA ST | Honolulu | HI | 96822 | MID-PACIFIC INSTITUTE | 2445 KAALA St | Honolulu | HI | 96822 | R-2 |  | Permanently Out of Use | 1998-06-10 | 261 | Gasoline
9-201992 | WAIMALU WASTEWATER PUMP STATION | 245 KAMEHAMEHA HWY | Aiea | HI | 96701 | C&C of Honolulu Dept of Environmental Services | 1000 Uluohia Street, Suite 308 | Aiea | HI | 96701 | M-1 | 1989-05-31 | Currently in Use |  | 4000 | Diesel
9-703390 | KIAHUNA GOLF COURSE | 2454 KIAHUNA PLANTATION DR | Koloa | HI | 96756 | KIAHUNA GOLF COURSE | 2545 KIAHUNA PLANTATION DR | Koloa | HI | 96756 | R-1 |  | Permanently Out of Use | 1998-12-09 | 1000 | Gasoline
9-102721 | JAPANESE CULTURAL CENTER OF HAWAII | 2454 S BERETANIA ST | Honolulu | HI | 96826 | JAPANESE CULTURAL CENTER OF HAWAII | 2454 S BERETANIA ST | Honolulu | HI | 96826 | R-1 |  | Permanently Out of Use | 1993-01-26 | 1000 | Used Oil
9-100764 | HAWAIIAN BITUMULS & PAVING | 248 SAND ISLAND ACCESS RD | Honolulu | HI | 96819 | HAWAIIAN BITUMULS & PAVING | P.O. BOX 2240 | Honolulu | HI | 96819 | R-02 |  | Permanently Out of Use | 2000-01-28 | 10000 | Gasoline
9-100764 | HAWAIIAN BITUMULS & PAVING | 248 SAND ISLAND ACCESS RD | Honolulu | HI | 96819 | HAWAIIAN BITUMULS & PAVING | P.O. BOX 2240 | Honolulu | HI | 96819 | R-01 |  | Permanently Out of Use | 2000-01-28 | 10000 | Diesel
9-100764 | HAWAIIAN BITUMULS & PAVING | 248 SAND ISLAND ACCESS RD | Honolulu | HI | 96819 | HAWAIIAN BITUMULS & PAVING | P.O. BOX 2240 | Honolulu | HI | 96819 | R-04 |  | Permanently Out of Use | 2000-01-28 | 1000 | Other
9-100764 | HAWAIIAN BITUMULS & PAVING | 248 SAND ISLAND ACCESS RD | Honolulu | HI | 96819 | HAWAIIAN BITUMULS & PAVING | P.O. BOX 2240 | Honolulu | HI | 96819 | R-03 |  | Permanently Out of Use | 2000-01-28 | 10000 | Not Listed
9-100764 | HAWAIIAN BITUMULS & PAVING | 248 SAND ISLAND ACCESS RD | Honolulu | HI | 96819 | HAWAIIAN BITUMULS & PAVING | P.O. BOX 2240 | Honolulu | HI | 96819 | R-5 |  | Permanently Out of Use | 2000-01-28 | 800 | Not Listed
9-100855 | VARSITY MOTORS, LTD. | 2482 S BERETANIA ST | Honolulu | HI | 96826 | VARSITY MOTORS, LTD. | 2482 S BERETANIA ST | Honolulu | HI | 96826 | R-3 | 1966-05-06 | Permanently Out of Use | 1990-10-23 | 550 | Used Oil
9-100855 | VARSITY MOTORS, LTD. | 2482 S BERETANIA ST | Honolulu | HI | 96826 | VARSITY MOTORS, LTD. | 2482 S BERETANIA ST | Honolulu | HI | 96826 | R-2 | 1966-05-06 | Permanently Out of Use | 1990-10-23 | 6000 | Gasoline
9-100855 | VARSITY MOTORS, LTD. | 2482 S BERETANIA ST | Honolulu | HI | 96826 | VARSITY MOTORS, LTD. | 2482 S BERETANIA ST | Honolulu | HI | 96826 | R-1 | 1966-05-06 | Permanently Out of Use | 1990-10-23 | 8000 | Gasoline
9-702958 | KONG LUNG CENTER | 2484 KENEKE ST | Kilauea | HI | 96754 | MAKAWAE PARTNERS |  | Kilauea | HI | 96754 | R-1 | 1948-12-01 | Permanently Out of Use | 1993-09-03 | 1000 | Diesel
9-100913 | Tesoro #61014 | 249 KEAHOLE ST | Honolulu | HI | 96825 | HIE Retail, LLC | 800 Gessner Road, Suite 875 | Honolulu | HI | 96825 | 3 | 1985-05-06 | Currently in Use |  | 8000 | Gasohol
9-100913 | Tesoro #61014 | 249 KEAHOLE ST | Honolulu | HI | 96825 | HIE Retail, LLC | 800 Gessner Road, Suite 875 | Honolulu | HI | 96825 | 2 | 1985-05-06 | Currently in Use |  | 8000 | Gasohol
9-100913 | Tesoro #61014 | 249 KEAHOLE ST | Honolulu | HI | 96825 | HIE Retail, LLC | 800 Gessner Road, Suite 875 | Honolulu | HI | 96825 | 1 | 1985-05-06 | Currently in Use |  | 8000 | Gasohol
9-700606 | KILAUEA CENTRAL OFFICE | 2494 KOLO RD | Kilauea | HI | 96754 | Hawaiian Telcom | P.O. Box 2200 | Kilauea | HI | 96754 | M-1 | 1993-10-01 | Currently In Use |  | 600 | Diesel
9-700606 | KILAUEA CENTRAL OFFICE | 2494 KOLO RD | Kilauea | HI | 96754 | Hawaiian Telcom | P.O. Box 2200 | Kilauea | HI | 96754 | R-M-1 | 1970-05-07 | Permanently Out of Use | 1993-10-07 | 350 | Diesel
9-200862 | AIKAHI PARK CHEVRON | 25 KANEOHE BAY DR | Kailua | HI | 96734 | CHEVRON PRODUCTS COMPANY | Attn Permit Desk PO Box 6004 | Kailua | HI | 96734 | R-4 | 1982-02-01 | Permanently Out of Use | 1997-07-10 | 1000 | Used Oil
9-200862 | AIKAHI PARK CHEVRON | 25 KANEOHE BAY DR | Kailua | HI | 96734 | CHEVRON PRODUCTS COMPANY | Attn Permit Desk PO Box 6004 | Kailua | HI | 96734 | 92 | 1982-02-01 | Currently in Use |  | 10000 | Gasoline
9-200862 | AIKAHI PARK CHEVRON | 25 KANEOHE BAY DR | Kailua | HI | 96734 | CHEVRON PRODUCTS COMPANY | Attn Permit Desk PO Box 6004 | Kailua | HI | 96734 | 87 | 1982-02-01 | Currently in Use |  | 10000 | Gasoline
9-200862 | AIKAHI PARK CHEVRON | 25 KANEOHE BAY DR | Kailua | HI | 96734 | CHEVRON PRODUCTS COMPANY | Attn Permit Desk PO Box 6004 | Kailua | HI | 96734 | 87b | 1982-02-01 | Currently in Use |  | 10000 | Gasoline
9-603816 | HILO SACK N SAVE - Aloha Petroleum | 250 KINOOLE STREET | Hilo | HI | 96720 | ALOHA PETROLEUM, LTD. | 1132 Bishop Street, Suite 1700 | Hilo | HI | 96720 | 2 | 2007-10-01 | Currently In Use |  | 12000 | Gasoline
9-603816 | HILO SACK N SAVE - Aloha Petroleum | 250 KINOOLE STREET | Hilo | HI | 96720 | ALOHA PETROLEUM, LTD. | 1132 Bishop Street, Suite 1700 | Hilo | HI | 96720 | 1 | 2007-10-01 | Currently In Use |  | 12000 | Gasoline
9-602994 | Waikoloa Beach Shell/ WHALERS GENERAL STORE | 250 WAIKOLOA BEACH DR | Waikoloa | HI | 96738 | FOOD PANTRY, LTD. | 3536 HARDING AVE. SUITE 501 | Waikoloa | HI | 96738 | 92 | 1994-09-01 | Currently in Use |  | 12000 | Gasoline
9-602994 | Waikoloa Beach Shell/ WHALERS GENERAL STORE | 250 WAIKOLOA BEACH DR | Waikoloa | HI | 96738 | FOOD PANTRY, LTD. | 3536 HARDING AVE. SUITE 501 | Waikoloa | HI | 96738 | 87 | 1994-09-01 | Currently in Use |  | 12000 | Gasoline
9-200532 | WAHIAWA CENTRAL OFFICE | 252 Ipuhao Place | Wahiawa | HI | 96786 | Hawaiian Telcom | P.O. Box 2200 | Wahiawa | HI | 96786 | R-M-5 | 1969-01-07 | Permanently Out of Use | 1992-01-08 | 1000 | Diesel
9-200532 | WAHIAWA CENTRAL OFFICE | 252 Ipuhao Place | Wahiawa | HI | 96786 | Hawaiian Telcom | P.O. Box 2200 | Wahiawa | HI | 96786 | R-M-4 | 1963-01-08 | Permanently Out of Use | 1992-03-19 | 5000 | Diesel
9-200532 | WAHIAWA CENTRAL OFFICE | 252 Ipuhao Place | Wahiawa | HI | 96786 | Hawaiian Telcom | P.O. Box 2200 | Wahiawa | HI | 96786 | M-1 | 1991-11-30 | Currently In Use |  | 4000 | Diesel
9-200532 | WAHIAWA CENTRAL OFFICE | 252 Ipuhao Place | Wahiawa | HI | 96786 | Hawaiian Telcom | P.O. Box 2200 | Wahiawa | HI | 96786 | M-2 | 1991-11-30 | Temporarily Out of Use |  | 4000 | Diesel
9-200532 | WAHIAWA CENTRAL OFFICE | 252 Ipuhao Place | Wahiawa | HI | 96786 | Hawaiian Telcom | P.O. Box 2200 | Wahiawa | HI | 96786 | R-M-2 | 1968-01-07 | Permanently Out of Use | 1992-03-19 | 10000 | Diesel
9-200532 | WAHIAWA CENTRAL OFFICE | 252 Ipuhao Place | Wahiawa | HI | 96786 | Hawaiian Telcom | P.O. Box 2200 | Wahiawa | HI | 96786 | R-M-3 | 1991-11-30 | Permanently Out of Use | 2004-02-18 | 1000 | Diesel
9-200532 | WAHIAWA CENTRAL OFFICE | 252 Ipuhao Place | Wahiawa | HI | 96786 | Hawaiian Telcom | P.O. Box 2200 | Wahiawa | HI | 96786 | R-M-3 | 1963-01-08 | Permanently Out of Use | 1992-03-19 | 5000 | Diesel
9-200532 | WAHIAWA CENTRAL OFFICE | 252 Ipuhao Place | Wahiawa | HI | 96786 | Hawaiian Telcom | P.O. Box 2200 | Wahiawa | HI | 96786 | R-M-1 | 1968-01-07 | Permanently Out of Use | 1992-09-19 | 10000 | Diesel
9-101908 | TW SYSTEMS, LTD | 2522 ROSE ST | Honolulu | HI | 96819 | THOMAS E. KILMER | 2522 ROSE St | Honolulu | HI | 96819 | R-01 |  | Permanently Out of Use |  | 2000 | Gasoline
9-200521 | MOKAPU CENTRAL OFFICE | 253 ILIAINA ST | Kailua | HI | 96734 | VERIZON HAWAII | 1177 BISHOP ST. P.O. BOX 2200 Hon.HI 96841 | Kailua | HI | 96734 | R-M-2 | 1987-07-01 | Permanently Out of Use | 2002-01-23 | 550 | Diesel
9-200521 | MOKAPU CENTRAL OFFICE | 253 ILIAINA ST | Kailua | HI | 96734 | VERIZON HAWAII | 1177 BISHOP ST. P.O. BOX 2200 Hon.HI 96841 | Kailua | HI | 96734 | R-1 | 1982-05-07 | Permanently Out of Use | 1987-07-01 | 285 | Diesel
9-501418 | ROYAL KAANAPALI GOLF COURSE MAIN | 2530 KEKAA DR | Lahaina | HI | 96761 | AMFAC PROPERTY INVESTMENT CORP. | 2530 KEKAA DRIVE | Lahaina | HI | 96761 | R-1 | 1968-03-26 | Permanently Out of Use | 1999-12-07 | 550 | Gasoline
9-501414 | AMFAC OFFICE | 2530 KEKAA DR | Lahaina | HI | 96761 | AMFAC PROPERTY INVESTMENT CORP. | 2530 KEKAA DRIVE | Lahaina | HI | 96761 | R-2 | 1970-03-24 | Permanently Out of Use | 1991-09-30 | 3000 | Gasoline
9-501414 | AMFAC OFFICE | 2530 KEKAA DR | Lahaina | HI | 96761 | AMFAC PROPERTY INVESTMENT CORP. | 2530 KEKAA DRIVE | Lahaina | HI | 96761 | R-1 | 1970-03-24 | Permanently Out of Use | 1991-08-30 | 1000 | Diesel
9-701784 | KILAUEA SUPER SERVICE | 2535 KOLO RD | Kilauea | HI | 96754 | BIG SAVE CORP. | P.O. BOX 68 | Kilauea | HI | 96754 | 87 | 1986-12-09 | Currently in Use |  | 10000 | Gasoline
9-701784 | KILAUEA SUPER SERVICE | 2535 KOLO RD | Kilauea | HI | 96754 | BIG SAVE CORP. | P.O. BOX 68 | Kilauea | HI | 96754 | 92 | 1986-12-09 | Currently in Use |  | 10000 | Gasoline
9-701784 | KILAUEA SUPER SERVICE | 2535 KOLO RD | Kilauea | HI | 96754 | ALOHA PETROLEUM, LTD. | 1132 BISHOP STREET, SUITE 1700 | Kilauea | HI | 96754 | 92 | 1986-12-09 | Currently in Use |  | 10000 | Gasoline
9-701784 | KILAUEA SUPER SERVICE | 2535 KOLO RD | Kilauea | HI | 96754 | ALOHA PETROLEUM, LTD. | 1132 BISHOP STREET, SUITE 1700 | Kilauea | HI | 96754 | 87 | 1986-12-09 | Currently in Use |  | 10000 | Gasoline
9-100036 | KYLE'S SERVICE STA. L-0995 | 2550 S BERETANIA ST | Honolulu | HI | 96826 | UNOCAL CORPORATION | 3915 Mission Avenue #7416 | Honolulu | HI | 96826 | R-4 | 1963-03-27 | Permanently Out of Use |  | 280 | Used Oil
9-100036 | KYLE'S SERVICE STA. L-0995 | 2550 S BERETANIA ST | Honolulu | HI | 96826 | UNOCAL CORPORATION | 3915 Mission Avenue #7416 | Honolulu | HI | 96826 | R-2 | 1963-03-27 | Permanently Out of Use |  | 6000 | Gasoline
9-100036 | KYLE'S SERVICE STA. L-0995 | 2550 S BERETANIA ST | Honolulu | HI | 96826 | UNOCAL CORPORATION | 3915 Mission Avenue #7416 | Honolulu | HI | 96826 | R-1 | 1963-03-27 | Permanently Out of Use |  | 6000 | Gasoline
9-101710 | W2005 WKI Realty dba Waikiki Beach Marriott Resort | 2552 KALAKAUA AVE | Honolulu | HI | 96815 | WBR Tenant Corporation dba Waikiki Beach Marriott | 2550 Kalakaua AVe | Honolulu | HI | 96815 | 1 | 1978-07-25 | Currently in Use |  | 10152 | Diesel
9-203879 | Waikulu Marine Base Housing | 2553 Manning Court | Kaneohe Marine Corps Base | HI | 96863 | U.S. MARINE CORPS BASE HAWAII | Commanding Officer ATTN (Jeff Larson) Box 63062 | Kaneohe Marine Corps Base | HI | 96863 | r-1 |  | Permanently out of Use | 2007-09-10 | 500 | Unknown
9-500672 | WAIKO BASE YARD LLC | 255-B EAST WAIKO ROAD | Wailuku | HI | 96793 | WAIKI BASEYARD LLC | 255 -B EAST WAIKO ROAD | Wailuku | HI | 96793 | r-2 | 1985-04-03 | Permanently out of Use | 2007-04-02 | 8000 | Diesel
9-500672 | WAIKO BASE YARD LLC | 255-B EAST WAIKO ROAD | Wailuku | HI | 96793 | WAIKI BASEYARD LLC | 255 -B EAST WAIKO ROAD | Wailuku | HI | 96793 | r-1 | 1985-04-03 | Permanently out of Use | 2007-04-02 | 8000 | Diesel
9-503929 | Aloha Kehalani Village | 2565 Kehalani Village Drive | Wailuku | HI | 96793 | ALOHA PETROLEUM, LTD. | 1132 BISHOP STREET, SUITE 1700 | Wailuku | HI | 96793 | 1 | 2013-10-09 | Currently in Use |  | 13800 | Gasoline
9-503929 | Aloha Kehalani Village | 2565 Kehalani Village Drive | Wailuku | HI | 96793 | ALOHA PETROLEUM, LTD. | 1132 BISHOP STREET, SUITE 1700 | Wailuku | HI | 96793 | 2a | 2013-10-09 | Currently in Use |  | 7000 | Gasoline
9-503929 | Aloha Kehalani Village | 2565 Kehalani Village Drive | Wailuku | HI | 96793 | ALOHA PETROLEUM, LTD. | 1132 BISHOP STREET, SUITE 1700 | Wailuku | HI | 96793 | 2b | 2013-10-09 | Currently in Use |  | 6800 | Diesel
9-103311 | NOAA - HONOLULU LABORATORY | 2570 DOLE ST | Honolulu | HI | 96822 | U.S. DEPT OF COMMERCE - NOAA | 7600 SAND POINT WAY NE | Honolulu | HI | 96822 | R-1 | 1949-05-01 | Permanently Out of Use | 1997-09-04 | 500 | Heating Oil
9-103311 | NOAA - HONOLULU LABORATORY | 2570 DOLE ST | Honolulu | HI | 96822 | U.S. DEPT OF COMMERCE - NOAA | 7600 SAND POINT WAY NE | Honolulu | HI | 96822 | R-2 | 1949-05-01 | Permanently Out of Use | 1997-09-06 | 500 | Gasoline
9-103779 | PARK SHORE HOTEL | 2586 KALAKAUA AVE | Honolulu | HI | 96815 | PATRIOT AMERICAN HOSPITALITY INC | 3030LBJ FREEWAY, SUITE 1500 | Honolulu | HI | 96815 | r-1 |  | Permanently Out of Use |  |  | Not Listed
9-603639 | MINIT STOP PUAINAKO | 26 KEKELA ST | Hilo | HI | 96720 | HAwaii Petroleum Inc | 16 Railroad Ave., Suite 202 | Hilo | HI | 96720 | 1B | 1999-08-01 | Currently In Use |  | 8000 | Gasohol
9-603639 | MINIT STOP PUAINAKO | 26 KEKELA ST | Hilo | HI | 96720 | HAwaii Petroleum Inc | 16 Railroad Ave., Suite 202 | Hilo | HI | 96720 | 1A | 1999-08-01 | Currently In Use |  | 12000 | Gasohol
9-502699 | CUTTER OF MAUI, INC. | 260 HANA HWY | Kahului | HI | 96732 | CUTTER OF MAUI, INC | 260 HANA HIGHWAY | Kahului | HI | 96732 | R-2 |  | Permanently Out of Use | 1993-06-01 | 3000 | Diesel
9-502699 | CUTTER OF MAUI, INC. | 260 HANA HWY | Kahului | HI | 96732 | CUTTER OF MAUI, INC | 260 HANA HIGHWAY | Kahului | HI | 96732 | R-1 |  | Permanently Out of Use | 1993-06-01 | 3000 | Gasoline
9-502699 | CUTTER OF MAUI, INC. | 260 HANA HWY | Kahului | HI | 96732 | CUTTER OF MAUI, INC | 260 HANA HIGHWAY | Kahului | HI | 96732 | R-3 | 1970-06-01 | Permanently Out of Use | 1998-12-04 | 550 | Used Oil
9-501297 | GRA-PAC WAREHOUSE | 261 LALO PL | Kahului | HI | 96732 | GRA-PAC PROPERTIES | 611 MIDDLE St | Kahului | HI | 96732 | R-1 | 1977-08-09 | Permanently Out of Use | 1992-07-07 | 1000 | Other
9-501297 | GRA-PAC WAREHOUSE | 261 LALO PL | Kahului | HI | 96732 | GRA-PAC PROPERTIES | 611 MIDDLE St | Kahului | HI | 96732 | R-2 | 1977-08-09 | Permanently Out of Use | 1992-07-07 | 1000 | Gasoline
9-100110 | VECTOR CONTROL BRANCH | 2611 KILIHAU ST | Honolulu | HI | 96819 | STATE DOH - VECTOR CONTROL | 2611 KILIHAU ST | Honolulu | HI | 96819 | R-2 |  | Permanently Out of Use | 2000-02-17 | 1000 | Diesel
9-100110 | VECTOR CONTROL BRANCH | 2611 KILIHAU ST | Honolulu | HI | 96819 | STATE DOH - VECTOR CONTROL | 2611 KILIHAU ST | Honolulu | HI | 96819 | R-1 | 1984-12-17 | Permanently Out of Use | 2000-02-18 | 1000 | Gasoline
9-101481 | PAN-PACIFIC CONSTRUCTION, INC. | 2621 WAIWAI LP | Honolulu | HI | 96819 | PAN-PACIFIC CONSTRUCTION, INC. | 1001 BISHOP St / PAUAHI TOWER, SUITE 2350 | Honolulu | HI | 96819 | R-2 |  | Permanently Out of Use | 1994-01-24 | 1000 | Diesel
9-101481 | PAN-PACIFIC CONSTRUCTION, INC. | 2621 WAIWAI LP | Honolulu | HI | 96819 | PAN-PACIFIC CONSTRUCTION, INC. | 1001 BISHOP St / PAUAHI TOWER, SUITE 2350 | Honolulu | HI | 96819 | R-1 |  | Permanently Out of Use | 1994-01-24 | 1000 | Gasoline
9-100941 | PEERLESS ROOFING CO., LTD. | 2629 Waiwai Loop | Honolulu | HI | 96819 | Luwai Ltd. | c/o Tam, O'Connor & Henderson 220 South King St., Ste. 2000 | Honolulu | HI | 96819 | R-2 | 1967-05-06 | Permanently Out of Use | 1992-03-12 | 2000 | Gasoline
9-100941 | PEERLESS ROOFING CO., LTD. | 2629 Waiwai Loop | Honolulu | HI | 96819 | Luwai Ltd. | c/o Tam, O'Connor & Henderson 220 South King St., Ste. 2000 | Honolulu | HI | 96819 | R-1 | 1967-05-06 | Permanently Out of Use |  | 1000 | Diesel
9-500421 | Lahainaluna Shell | 263 LAHAINALUNA RD | Lahaina | HI | 96761 | ALOHA PETROLEUM, LTD. | 1132 BISHOP STREET, SUITE 1700 | Lahaina | HI | 96761 | 2 | 1983-02-07 | Currently in Use |  | 8000 | Diesel
9-500421 | Lahainaluna Shell | 263 LAHAINALUNA RD | Lahaina | HI | 96761 | ALOHA PETROLEUM, LTD. | 1132 BISHOP STREET, SUITE 1700 | Lahaina | HI | 96761 | 1 | 1983-02-07 | Currently in Use |  | 8000 | Gasoline
9-500421 | Lahainaluna Shell | 263 LAHAINALUNA RD | Lahaina | HI | 96761 | ALOHA PETROLEUM, LTD. | 1132 BISHOP STREET, SUITE 1700 | Lahaina | HI | 96761 | R-4 | 1983-02-07 | Permanently Out of Use | 2000-11-13 | 550 | Used Oil
9-500421 | Lahainaluna Shell | 263 LAHAINALUNA RD | Lahaina | HI | 96761 | ALOHA PETROLEUM, LTD. | 1132 BISHOP STREET, SUITE 1700 | Lahaina | HI | 96761 | 3 | 1983-02-07 | Currently in Use |  | 8000 | Gasoline
9-100807 | AMERICAN PACIFIC TRANSPORT CO. | 2635 WAIWAI LP | Honolulu | HI | 96819 | AMERICAN PACIFIC TRANSPORT CO. | 2635 WAIWAI LOOP | Honolulu | HI | 96819 | R-1 | 1966-02-28 | Permanently Out of Use | 2001-09-01 | 1000 | Gasoline
9-102422 | PACIFIC DIVING INDUSTRIES, INC. | 2646 KILIHAU ST | Honolulu | HI | 96819 | PACIFIC DIVING INDUSTRIES, INC. | 2646 KILIHAU St | Honolulu | HI | 96819 | R-2 | 1982-12-31 | Permanently Out of Use | 1999-02-22 | 2500 | Gasoline
9-102422 | PACIFIC DIVING INDUSTRIES, INC. | 2646 KILIHAU ST | Honolulu | HI | 96819 | PACIFIC DIVING INDUSTRIES, INC. | 2646 KILIHAU St | Honolulu | HI | 96819 | R-1 | 1980-12-31 | Permanently Out of Use | 1999-02-22 | 3000 | Diesel
9-101173 | 7-11 STORE (UNIVERSITY) | 2646 S KING ST | Honolulu | HI | 96826 | Mid Pac Petroleum LLC | 1100 Alakea St., 8th Floor | Honolulu | HI | 96826 | 1b | 2009-09-23 | Currently In Use |  | 5000 | Gasoline
9-101173 | 7-11 STORE (UNIVERSITY) | 2646 S KING ST | Honolulu | HI | 96826 | Mid Pac Petroleum LLC | 1100 Alakea St., 8th Floor | Honolulu | HI | 96826 | r-92 | 1985-04-04 | Permanently out of Use | 2009-07-07 | 8000 | Gasoline
9-101173 | 7-11 STORE (UNIVERSITY) | 2646 S KING ST | Honolulu | HI | 96826 | Mid Pac Petroleum LLC | 1100 Alakea St., 8th Floor | Honolulu | HI | 96826 | r-89 | 1985-04-04 | Permanently out of Use | 2009-07-07 | 8000 | Gasoline
9-101173 | 7-11 STORE (UNIVERSITY) | 2646 S KING ST | Honolulu | HI | 96826 | Mid Pac Petroleum LLC | 1100 Alakea St., 8th Floor | Honolulu | HI | 96826 | r-87 | 1985-04-04 | Permanently out of Use | 2009-07-07 | 8000 | Gasoline
9-101173 | 7-11 STORE (UNIVERSITY) | 2646 S KING ST | Honolulu | HI | 96826 | Mid Pac Petroleum LLC | 1100 Alakea St., 8th Floor | Honolulu | HI | 96826 | 1a | 2009-09-23 | Currently in Use |  | 7000 | Gasoline
9-100791 | EARLE M. JORGENSEN CO. | 2655 WAIWAI LP | Honolulu | HI | 96819 | EARLE M. JORGENSEN CO. | 2655 WAIWAI LOOP | Honolulu | HI | 96819 | R-1 | 1970-04-04 | Permanently Out of Use | 1989-02-28 | 1000 | Diesel
9-100803 | PALAMA MEAT CO., INC. | 2656 WAIWAI LP | Honolulu | HI | 96819 | PALAMA MEAT CO., INC. | 2656 WAIWAI LOOP | Honolulu | HI | 96819 | R-1 | 1983-03-14 | Permanently Out of Use | 1994-01-10 | 3000 | Gasoline
9-101979 | MID-PACIFIC GOLF COURSE | 266 KAELEPULU DR | Kailua | HI | 96734 | MID-PACIFIC COUNTRY CLUB | 266 KAELEPULU DR | Kailua | HI | 96734 | R-02 |  | Permanently Out of Use | 1990-08-01 | 550 | Gasoline
9-101979 | MID-PACIFIC GOLF COURSE | 266 KAELEPULU DR | Kailua | HI | 96734 | MID-PACIFIC COUNTRY CLUB | 266 KAELEPULU DR | Kailua | HI | 96734 | R-01 |  | Permanently Out of Use | 1990-08-01 | 550 | Gasoline
9-101979 | MID-PACIFIC GOLF COURSE | 266 KAELEPULU DR | Kailua | HI | 96734 | MID-PACIFIC COUNTRY CLUB | 266 KAELEPULU DR | Kailua | HI | 96734 | 89 | 1990-08-01 | Currently in Use |  | 550 | Gasoline
9-101979 | MID-PACIFIC GOLF COURSE | 266 KAELEPULU DR | Kailua | HI | 96734 | MID-PACIFIC COUNTRY CLUB | 266 KAELEPULU DR | Kailua | HI | 96734 | 1 | 1990-08-01 | Currently in Use |  | 550 | Diesel
9-603658 | THE MODERN CLEANERS | 266 KILAUEA AVE | Hilo | HI | 96720 | THE MODERN CLEANERS | 266 KILAUEA AVE | Hilo | HI | 96720 | R-A |  | Permanently Out of Use | 2000-11-04 | 250 | Diesel
9-603658 | THE MODERN CLEANERS | 266 KILAUEA AVE | Hilo | HI | 96720 | THE MODERN CLEANERS | 266 KILAUEA AVE | Hilo | HI | 96720 | R-B |  | Permanently Out of Use | 2000-11-04 | 300 | Hazardous Substance
9-603658 | THE MODERN CLEANERS | 266 KILAUEA AVE | Hilo | HI | 96720 | THE MODERN CLEANERS | 266 KILAUEA AVE | Hilo | HI | 96720 | R-D |  | Permanently Out of Use | 2000-11-04 | 550 | Diesel
9-603658 | THE MODERN CLEANERS | 266 KILAUEA AVE | Hilo | HI | 96720 | THE MODERN CLEANERS | 266 KILAUEA AVE | Hilo | HI | 96720 | R-E |  | Permanently Out of Use | 2000-11-04 | 550 | Diesel
9-603658 | THE MODERN CLEANERS | 266 KILAUEA AVE | Hilo | HI | 96720 | THE MODERN CLEANERS | 266 KILAUEA AVE | Hilo | HI | 96720 | R-C |  | Permanently Out of Use | 2000-11-04 | 300 | Diesel
9-102948 | JERRY CHING REALTY | 2660 WAIWAI LP | Honolulu | HI | 96800 | JERRY CHING REALTY | 2660 WAIWAI LOOP | Honolulu | HI | 96800 | R-1 |  | Permanently Out of Use | 1994-12-01 | 5000 | Not Listed
9-102411 | AERONAUTICAL RADIO, INC | 2668 WAIWAI LP | Honolulu | HI | 96819 | AERONAUTICAL RADIO, INC | 2551 RIVA RD | Honolulu | HI | 96819 | R-M-1 | 1973-01-30 | Permanently Out of Use | 1998-10-05 | 560 | Diesel
9-102420 | ALII STOR-MOR | 2670 KILIHAU ST | Honolulu | HI | 96819 | ALII STOR-MOR | 2670 KILIHAU ST | Honolulu | HI | 96819 | R-1 |  | Permanently Out of Use |  |  | Gasoline
9-103177 | Rovens Tanaka Contractors | 2678 Kilihau St | Honolulu | HI | 96819 | Rovens Tanaka Contractors Inc. | 2678 Kilihau St | Honolulu | HI | 96819 | R-1 |  | Permanently Out of Use | 1994-12-01 | 500 | Diesel
9-100141 | KAM HWY WASTEWATER PUMP STATION | 2691 N. NIMITZ HWY | Honolulu | HI | 96819 | C & C of Honolul - Dept. of Environmental Services | 1000 Uluohia Street, Suite 308 | Honolulu | HI | 96819 | M-1 | 1984-05-07 | Currently in Use |  | 2000 | Diesel
9-600587 | MAUNA LOA RADIO SITE | 27 MI MARKER ALONG SADDLE RD, 8 mauna loa access road | Volcano | HI | 96785 | Insite Wireless Group | 1199 North Fiairfax St., #700 | Volcano | HI | 96785 | M-1 | 1995-12-01 | Currently In Use |  | 550 | Diesel
9-600587 | MAUNA LOA RADIO SITE | 27 MI MARKER ALONG SADDLE RD, 8 mauna loa access road | Volcano | HI | 96785 | Insite Wireless Group | 1199 North Fiairfax St., #700 | Volcano | HI | 96785 | R-M-1 | 1979-05-08 | Permanently Out of Use | 1995-11-08 | 280 | Diesel
9-603256 | HILO SODA WORKS | 270 E KAWILI ST | Hilo | HI | 96720 | HILO SODA WORKS | 145 KEOULA ST | Hilo | HI | 96720 | R-1 | 1970-01-01 | Permanently Out of Use | 1996-12-04 | 550 | Diesel
9-603256 | HILO SODA WORKS | 270 E KAWILI ST | Hilo | HI | 96720 | HILO SODA WORKS | 145 KEOULA ST | Hilo | HI | 96720 | R-2 | 1964-01-01 | Permanently Out of Use | 1996-12-04 | 550 | Gasoline
9-502484 | AIM WAIEHU SHELL | 270 WAIEHU BEACH RD | Wailuku | HI | 96793 | ALOHA PETROLEUM, LTD. | 1132 BISHOP STREET, SUITE 1700 | Wailuku | HI | 96793 | 1 | 1990-05-30 | Currently in Use |  | 10000 | Gasohol
9-502484 | AIM WAIEHU SHELL | 270 WAIEHU BEACH RD | Wailuku | HI | 96793 | ALOHA PETROLEUM, LTD. | 1132 BISHOP STREET, SUITE 1700 | Wailuku | HI | 96793 | 3 | 1990-05-30 | Currently in Use |  | 10000 | Gasohol
9-502484 | AIM WAIEHU SHELL | 270 WAIEHU BEACH RD | Wailuku | HI | 96793 | ALOHA PETROLEUM, LTD. | 1132 BISHOP STREET, SUITE 1700 | Wailuku | HI | 96793 | 4 | 1990-05-30 | Currently in Use |  | 5000 | Diesel
9-502484 | AIM WAIEHU SHELL | 270 WAIEHU BEACH RD | Wailuku | HI | 96793 | ALOHA PETROLEUM, LTD. | 1132 BISHOP STREET, SUITE 1700 | Wailuku | HI | 96793 | 2 | 1990-05-30 | Currently in Use |  | 10000 | Gasohol
9-101528 | HAWAIIAN HUMANE SOCIETY | 2700 WAIALAE AVE | Honolulu | HI | 96826 | HAWAIIAN HUMANE SOCIETY | 2700 WAIALAE AVENUE | Honolulu | HI | 96826 | R-001 | 1965-01-07 | Permanently Out of Use | 1989-01-16 | 1000 | Gasoline
9-103492 | DOUGLAS TAKATA EQUIPMENT | 2706 KILIHAU ST | Honolulu | HI | 96819 | DOUGLAS TAKATA EQUIPMENT | 2706 KILIHAU ST | Honolulu | HI | 96819 | R-1 |  | Permanently Out of Use | 1999-08-01 | 2500 | Gasoline
9-103492 | DOUGLAS TAKATA EQUIPMENT | 2706 KILIHAU ST | Honolulu | HI | 96819 | DOUGLAS TAKATA EQUIPMENT | 2706 KILIHAU ST | Honolulu | HI | 96819 | R-3 |  | Permanently Out of Use | 1999-08-01 | 600 | Used Oil
9-103492 | DOUGLAS TAKATA EQUIPMENT | 2706 KILIHAU ST | Honolulu | HI | 96819 | DOUGLAS TAKATA EQUIPMENT | 2706 KILIHAU ST | Honolulu | HI | 96819 | R-2 |  | Permanently Out of Use | 1999-08-01 | 2500 | Diesel
9-100888 | OGDEN ALLIED SERVICES | 2720 WAIWAI LP | Honolulu | HI | 96819 | MARTMARY INVESTMENTS, INC | C/O K F LACY 1001 BISHOP ST PACIFIC TOWER, SUITE 1750 | Honolulu | HI | 96819 | R-1 | 1976-06-28 | Permanently Out of Use | 1997-03-18 | 2000 | Gasoline
9-100352 | U-HAUL OF HAWAII, INC. | 2722 KILIHAU ST | Honolulu | HI | 96819 | AMARCO REAL ESTATE COMPANY | 2721 N CENTRAL AVE, SUITE 700 | Honolulu | HI | 96819 | R-1 | 1967-03-20 | Permanently Out of Use | 1991-11-27 | 10000 | Gasoline
9-103351 | PEACOCK ROOFING AND TERMITE CO., LTD | 2726 WAIWAI LP | Honolulu | HI | 96819 | PEACOCK ROOFING AND TERMITE CO., LTD | 2726 WAIWAI LP | Honolulu | HI | 96819 | R-1 |  | Permanently Out of Use | 1999-03-15 | 1000 | Kerosene
9-103351 | PEACOCK ROOFING AND TERMITE CO., LTD | 2726 WAIWAI LP | Honolulu | HI | 96819 | PEACOCK ROOFING AND TERMITE CO., LTD | 2726 WAIWAI LP | Honolulu | HI | 96819 | R-2 |  | Permanently Out of Use | 1999-05-15 | 1000 | Diesel
9-100232 | HAWAII CONFERENCE OF 7TH-DAY ADVENTISTS | 2728 PALI HWY | Honolulu | HI | 96817 | HAWAIIAN ASSOCIATION OF 7TH DAY ADVENTISTS | 2728 PALI HWY | Honolulu | HI | 96817 | R-2 | 1977-04-30 | Permanently Out of Use | 1991-06-10 | 1500 | Gasoline
9-100232 | HAWAII CONFERENCE OF 7TH-DAY ADVENTISTS | 2728 PALI HWY | Honolulu | HI | 96817 | HAWAIIAN ASSOCIATION OF 7TH DAY ADVENTISTS | 2728 PALI HWY | Honolulu | HI | 96817 | R-1 | 1977-04-30 | Permanently Out of Use | 1991-06-10 | 1000 | Gasoline
9-201985 | PUBLIC BATH WASTEWATER | 2729 KALAKAUA AVE | Honolulu | HI | 96815 | C&C HNL - DEPT OF ENVIRONMENTAL SERVICES | 1000 ULU'OHIA STREET, SUITE 308 | Honolulu | HI | 96815 | M-1 | 1989-05-29 | Currently in Use |  | 1000 | Diesel
9-500385 | GRAY LINE MAUI | 273 DAIRY RD | Kahului | HI | 96732 | GRAY LINE MAUI | P.O. Box 30046 | Kahului | HI | 96732 | r-1 | 1966-05-05 | Permanently out of Use | 2010-12-07 | 500 | Used Oil
9-100312 | SHELL SERVICE STATION | 2740 E MANOA RD | Honolulu | HI | 96822 | EQUILON ENTERPRISES, LLC DBA SHELL OIL PRODUCTS US | 2555 13TH AVE, SW | Honolulu | HI | 96822 | R-1 | 1985-04-18 | Permanently Out of Use | 2000-02-01 | 10000 | Gasoline
9-100312 | SHELL SERVICE STATION | 2740 E MANOA RD | Honolulu | HI | 96822 | EQUILON ENTERPRISES, LLC DBA SHELL OIL PRODUCTS US | 2555 13TH AVE, SW | Honolulu | HI | 96822 | R-2 | 1985-04-18 | Permanently Out of Use | 2000-02-01 | 10000 | Gasoline
9-100312 | SHELL SERVICE STATION | 2740 E MANOA RD | Honolulu | HI | 96822 | EQUILON ENTERPRISES, LLC DBA SHELL OIL PRODUCTS US | 2555 13TH AVE, SW | Honolulu | HI | 96822 | R-3 | 1985-04-18 | Permanently Out of Use | 2000-02-01 | 10000 | Gasoline
9-100312 | SHELL SERVICE STATION | 2740 E MANOA RD | Honolulu | HI | 96822 | EQUILON ENTERPRISES, LLC DBA SHELL OIL PRODUCTS US | 2555 13TH AVE, SW | Honolulu | HI | 96822 | R-4 | 1985-04-18 | Permanently Out of Use | 2000-02-01 | 550 | Used Oil
9-501848 | SEARS ROEBUCK & CO | 275 KAAHUMANU AVE | Kahului | HI | 96732 | SEARS ROEBUCK & COMPANY |  | Kahului | HI | 96732 | R-1 | 1972-05-06 | Permanently Out of Use | 1993-11-01 | 500 | Used Oil
9-100270 | MANOA MARKETPLACE | 2752 WOODLAWN DR, SUITE 5-207 | Honolulu | HI | 96822 | Y.Y. VARSITY BAKERY | 2752 WOODLAWN DR., SUITE 5-207 | Honolulu | HI | 96822 | 001 |  | Permanently Out of Use |  |  | Not Listed
9-100806 | AUTOMOTIVE WAREHOUSE, INC. | 2760 WAIWAI LP | Honolulu | HI | 96819 | AUTOMOTIVE WAREHOUSE, INC. | 2760 WAIWAI LOOP | Honolulu | HI | 96819 | R-2 | 1978-03-10 | Permanently Out of Use | 1992-09-02 | 7500 | Gasoline
9-100806 | AUTOMOTIVE WAREHOUSE, INC. | 2760 WAIWAI LP | Honolulu | HI | 96819 | AUTOMOTIVE WAREHOUSE, INC. | 2760 WAIWAI LOOP | Honolulu | HI | 96819 | R-1 | 1978-03-10 | Permanently Out of Use | 1992-08-31 | 1000 | Gasoline
9-503810 | Former Pioneer Mill Garage Area | 277 Lahainaluna Road | Lahaina | HI | 96761 | Kaanapali Development Corp | 10 Hoohui Road, Suite 305 | Lahaina | HI | 96761 | r-1 |  | Permanently Out of Use | 2006-05-15 | 1000 | Diesel
9-503810 | Former Pioneer Mill Garage Area | 277 Lahainaluna Road | Lahaina | HI | 96761 | Kaanapali Development Corp | 10 Hoohui Road, Suite 305 | Lahaina | HI | 96761 | R-2 |  | Permanently out of Use | 2006-12-01 | 500 | Other
9-100805 | YOUNG LAUNDRY & DRY CLEANING | 2771 WAIWAI LP | Honolulu | HI | 96819 | YOUNG LAUNDRY & DRY CLEANING | 2771 WAIWAI LOOP | Honolulu | HI | 96819 | R-006 | 1961-12-31 | Permanently Out of Use | 1989-11-17 | 3000 | Heating Oil
9-100805 | YOUNG LAUNDRY & DRY CLEANING | 2771 WAIWAI LP | Honolulu | HI | 96819 | YOUNG LAUNDRY & DRY CLEANING | 2771 WAIWAI LOOP | Honolulu | HI | 96819 | R-008 | 1961-12-31 | Permanently Out of Use | 1989-11-17 | 1000 | Diesel
9-100805 | YOUNG LAUNDRY & DRY CLEANING | 2771 WAIWAI LP | Honolulu | HI | 96819 | YOUNG LAUNDRY & DRY CLEANING | 2771 WAIWAI LOOP | Honolulu | HI | 96819 | R-007 | 1961-12-31 | Permanently Out of Use | 1989-11-17 | 1000 | Diesel
9-100805 | YOUNG LAUNDRY & DRY CLEANING | 2771 WAIWAI LP | Honolulu | HI | 96819 | YOUNG LAUNDRY & DRY CLEANING | 2771 WAIWAI LOOP | Honolulu | HI | 96819 | R-005 | 1983-12-31 | Permanently Out of Use | 1989-11-17 | 1000 | Gasoline
9-100805 | YOUNG LAUNDRY & DRY CLEANING | 2771 WAIWAI LP | Honolulu | HI | 96819 | YOUNG LAUNDRY & DRY CLEANING | 2771 WAIWAI LOOP | Honolulu | HI | 96819 | R-004 | 1971-12-31 | Permanently Out of Use | 1989-11-17 | 1000 | Gasoline
9-100805 | YOUNG LAUNDRY & DRY CLEANING | 2771 WAIWAI LP | Honolulu | HI | 96819 | YOUNG LAUNDRY & DRY CLEANING | 2771 WAIWAI LOOP | Honolulu | HI | 96819 | R-002 | 1959-12-31 | Permanently Out of Use | 1989-11-17 | 8000 | Heating Oil
9-100805 | YOUNG LAUNDRY & DRY CLEANING | 2771 WAIWAI LP | Honolulu | HI | 96819 | YOUNG LAUNDRY & DRY CLEANING | 2771 WAIWAI LOOP | Honolulu | HI | 96819 | R-003 | 1979-12-31 | Permanently Out of Use | 1989-11-17 | 3000 | Diesel
9-500431 | ROYAL LAHAINA RESORT | 2780 KEKAA DR | Lahaina | HI | 96761 | PLEASANT HAWAIIAN HOLIDAYS | 2780 KEKAA DRIVE | Lahaina | HI | 96761 | R-5-GASUPSHO | 1977-04-03 | Permanently Out of Use | 1997-03-27 | 1000 | Gasoline
9-101446 | GEO. OKANO ELECTR. CONTR. CORP | 2781 WAIWAI LP | Honolulu | HI | 96819 | GEO. OKANO ELECTR. CONTR. CORP | 666 HAKAKA PLACE | Honolulu | HI | 96819 | R-1 | 1971-04-24 | Permanently Out of Use | 1988-01-01 | 1000 | Gasoline
9-101446 | GEO. OKANO ELECTR. CONTR. CORP | 2781 WAIWAI LP | Honolulu | HI | 96819 | GEO. OKANO ELECTR. CONTR. CORP | 666 HAKAKA PLACE | Honolulu | HI | 96819 | R-2 | 1971-04-24 | Permanently Out of Use | 1988-01-01 | 500 | Diesel
9-302939 | MOLOKAI GENERAL HOSPITAL | 280 PUALI ST | Kaunakakai | HI | 96748 | MOLOKAI GENERAL HOSPITAL | 280 PUALI ST | Kaunakakai | HI | 96748 | R-1 | 1963-12-01 | Permanently Out of Use | 1994-04-04 | 2000 | Diesel
9-100517 | MANOA CENTRAL OFFICE | 2803 LOWREY AVE | Honolulu | HI | 96822 | Hawaiian Telcom | P.O. Box 2200 | Honolulu | HI | 96822 | M-1 | 1985-05-07 | Currently in Use |  | 550 | Diesel
9-102903 | UNITED TRUCK RENTAL | 2804 KILIHAU ST | Honolulu | HI | 96819 | UNITED TRUCK RENTAL | 2804 KILIHAU ST | Honolulu | HI | 96819 | R-2 |  | Permanently Out of Use |  | 1500 | Diesel
9-102903 | UNITED TRUCK RENTAL | 2804 KILIHAU ST | Honolulu | HI | 96819 | UNITED TRUCK RENTAL | 2804 KILIHAU ST | Honolulu | HI | 96819 | R-1 |  | Permanently Out of Use |  | 1500 | Gasoline
9-101891 | AIRPORT SHELL (PMID005130) | 2805 UALENA ST | Honolulu | HI | 96819 | ALOHA PETROLEUM, LTD. | 1132 BISHOP STREET, SUITE 1700 | Honolulu | HI | 96819 | R-5 | 1987-09-01 | Permanently Out of Use | 2001-07-17 | 550 | Used Oil
9-101891 | AIRPORT SHELL (PMID005130) | 2805 UALENA ST | Honolulu | HI | 96819 | ALOHA PETROLEUM, LTD. | 1132 BISHOP STREET, SUITE 1700 | Honolulu | HI | 96819 | R-4 | 1962-04-22 | Permanently Out of Use | 1987-03-18 | 550 | Used Oil
9-101891 | AIRPORT SHELL (PMID005130) | 2805 UALENA ST | Honolulu | HI | 96819 | ALOHA PETROLEUM, LTD. | 1132 BISHOP STREET, SUITE 1700 | Honolulu | HI | 96819 | r-92 | 1980-04-22 | Permanently out of Use | 2013-12-02 | 8000 | Gasoline
9-101891 | AIRPORT SHELL (PMID005130) | 2805 UALENA ST | Honolulu | HI | 96819 | ALOHA PETROLEUM, LTD. | 1132 BISHOP STREET, SUITE 1700 | Honolulu | HI | 96819 | r-87 | 1980-04-22 | Permanently out of Use | 2013-12-02 | 8000 | Gasoline
9-101891 | AIRPORT SHELL (PMID005130) | 2805 UALENA ST | Honolulu | HI | 96819 | ALOHA PETROLEUM, LTD. | 1132 BISHOP STREET, SUITE 1700 | Honolulu | HI | 96819 | r-3 | 1980-04-22 | Permanently out of Use | 2013-12-02 | 8000 | Diesel
9-100950 | SAND MAN, INC. | 2808 KAIHIKAPU ST | Honolulu | HI | 96819 | WALKER-MOODY CONSTRUCTION CO. | 2927 MOKUMOA ST | Honolulu | HI | 96819 | R-01 | 1966-05-09 | Permanently Out of Use | 1980-01-01 | 500 | Gasoline
9-100795 | OAHU TIRE SERVICE & CO. | 2808 KAMEHAMEHA HWY | Honolulu | HI | 96819 | OAHU TIRE | 655 Mapunapuna St | Honolulu | HI | 96819 | R-3 | 1960-12-30 | Permanently Out of Use | 1991-11-13 | 6000 | Gasoline
9-100795 | OAHU TIRE SERVICE & CO. | 2808 KAMEHAMEHA HWY | Honolulu | HI | 96819 | OAHU TIRE | 655 Mapunapuna St | Honolulu | HI | 96819 | R-2 | 1960-12-30 | Permanently Out of Use | 1991-11-13 | 2500 | Gasoline
9-100795 | OAHU TIRE SERVICE & CO. | 2808 KAMEHAMEHA HWY | Honolulu | HI | 96819 | OAHU TIRE | 655 Mapunapuna St | Honolulu | HI | 96819 | R-1 | 1960-12-30 | Permanently Out of Use | 1991-11-13 | 2500 | Gasoline
9-103284 | RICHARD G. NISHIHARA | 2809 A LA-I RD | Honolulu | HI | 96816 | RICHARD NISHIHARA | 1100 ALAKEA ST, SUITE 2800 | Honolulu | HI | 96816 | R-1 | 1964-06-01 | Permanently Out of Use | 1997-04-15 | 1000 | Gasoline
9-100039 | Mid Pac Petroleim 253923 (prev: TANABE'S SERVICE L-3923. ) | 2809 E MANOA RD | Honolulu | HI | 96822 | Mid Pac Petroleum LLC | 1100 Alakea Street, 8th FL | Honolulu | HI | 96822 | R-3923-2 | 1956-03-26 | Permanently Out of Use | 1987-08-01 | 5000 | Gasoline
9-100039 | Mid Pac Petroleim 253923 (prev: TANABE'S SERVICE L-3923. ) | 2809 E MANOA RD | Honolulu | HI | 96822 | Mid Pac Petroleum LLC | 1100 Alakea Street, 8th FL | Honolulu | HI | 96822 | r-4 | 1987-08-21 | Permanently out of Use | 2010-12-16 | 550 | Used Oil
9-100039 | Mid Pac Petroleim 253923 (prev: TANABE'S SERVICE L-3923. ) | 2809 E MANOA RD | Honolulu | HI | 96822 | Mid Pac Petroleum LLC | 1100 Alakea Street, 8th FL | Honolulu | HI | 96822 | R-3923-1 | 1956-03-26 | Permanently Out of Use | 1997-08-01 | 7500 | Gasoline
9-100039 | Mid Pac Petroleim 253923 (prev: TANABE'S SERVICE L-3923. ) | 2809 E MANOA RD | Honolulu | HI | 96822 | Mid Pac Petroleum LLC | 1100 Alakea Street, 8th FL | Honolulu | HI | 96822 | r-92 | 1987-08-21 | Permanently out of Use | 2013-12-04 | 12000 | Gasoline
9-100039 | Mid Pac Petroleim 253923 (prev: TANABE'S SERVICE L-3923. ) | 2809 E MANOA RD | Honolulu | HI | 96822 | Mid Pac Petroleum LLC | 1100 Alakea Street, 8th FL | Honolulu | HI | 96822 | r-87 | 1987-08-21 | Permanently out of Use | 2013-12-04 | 12000 | Gasoline
9-100039 | Mid Pac Petroleim 253923 (prev: TANABE'S SERVICE L-3923. ) | 2809 E MANOA RD | Honolulu | HI | 96822 | Mid Pac Petroleum LLC | 1100 Alakea Street, 8th FL | Honolulu | HI | 96822 | R-3923-4 | 1956-03-26 | Permanently Out of Use | 1987-08-01 | 550 | Used Oil
9-100787 | WORLDWIDE MOVING & STORAGE INC. | 2809 KAIHIKAPU ST | Honolulu | HI | 96819 | WORLDWIDE MOVING & STORAGE INC. | 91313 C KAUHI ST | Honolulu | HI | 96819 | R-1 |  | Permanently Out of Use | 1993-10-03 | 2000 | Gasoline
9-100245 | HONOLULU PAINTING CO., LTD. | 2809 MOKUMOA ST | Honolulu | HI | 96819 | HONOLULU PAINTING CO., LTD. | 2809 MOKUMOA ST | Honolulu | HI | 96819 | R-3 | 1987-07-01 | Permanently Out of Use | 1994-10-03 | 1000 | Gasoline
9-100245 | HONOLULU PAINTING CO., LTD. | 2809 MOKUMOA ST | Honolulu | HI | 96819 | HONOLULU PAINTING CO., LTD. | 2809 MOKUMOA ST | Honolulu | HI | 96819 | R-2 | 1955-07-30 | Permanently Out of Use |  | 500 | Gasoline
9-100245 | HONOLULU PAINTING CO., LTD. | 2809 MOKUMOA ST | Honolulu | HI | 96819 | HONOLULU PAINTING CO., LTD. | 2809 MOKUMOA ST | Honolulu | HI | 96819 | R-1 | 1955-07-30 | Permanently Out of Use |  | 500 | Diesel
9-100245 | HONOLULU PAINTING CO., LTD. | 2809 MOKUMOA ST | Honolulu | HI | 96819 | HONOLULU PAINTING CO., LTD. | 2809 MOKUMOA ST | Honolulu | HI | 96819 | R-4 | 1987-07-01 | Permanently Out of Use | 1994-10-03 | 1000 | Diesel
9-501353 | MAUI COUNTY WAILUKU KAHULUI WWRF | 281 AMALA PL | Kahului | HI | 96732 | COUNTY OF MAUI - PUBLIC WORKS & WASTE MANAGEMENT | 200 S HIGH ST | Kahului | HI | 96732 | R-M-1 | 1977-05-05 | Permanently Out of Use | 1998-12-12 | 12000 | Diesel
9-501353 | MAUI COUNTY WAILUKU KAHULUI WWRF | 281 AMALA PL | Kahului | HI | 96732 | COUNTY OF MAUI - PUBLIC WORKS & WASTE MANAGEMENT | 200 S HIGH ST | Kahului | HI | 96732 | R-M-2 | 1977-05-05 | Permanently Out of Use | 1998-08-17 | 700 | Used Oil
9-501352 | MAUI COUNTY WAILUKU SPS | 281 AMALA RD | Kahului | HI | 96732 | COUNTY OF MAUI - PUBLIC WORKS & WASTE MANAGEMENT | 200 S HIGH ST | Kahului | HI | 96732 | R-M-1 | 1977-05-05 | Permanently Out of Use | 1998-12-11 | 3000 | Diesel
9-101445 | MUTUAL PLUMBING SUPPLY (formerly TED'S WIRING SERVICE LTD.) | 2812 AWAAWALOA ST | Honolulu | HI | 96819 | TED'S WIRING SERVICE, LTD. | 500 ALA KAWA ST. STE. 222 | Honolulu | HI | 96819 | R-2 | 1981-04-14 | Permanently Out of Use | 1997-11-24 | 850 | Diesel
9-101445 | MUTUAL PLUMBING SUPPLY (formerly TED'S WIRING SERVICE LTD.) | 2812 AWAAWALOA ST | Honolulu | HI | 96819 | TED'S WIRING SERVICE, LTD. | 500 ALA KAWA ST. STE. 222 | Honolulu | HI | 96819 | R-3 | 1965-04-14 | Permanently Out of Use | 1997-11-24 | 500 | Diesel
9-101445 | MUTUAL PLUMBING SUPPLY (formerly TED'S WIRING SERVICE LTD.) | 2812 AWAAWALOA ST | Honolulu | HI | 96819 | TED'S WIRING SERVICE, LTD. | 500 ALA KAWA ST. STE. 222 | Honolulu | HI | 96819 | R-1 | 1967-04-15 | Permanently Out of Use | 1997-11-24 | 1000 | Gasoline
9-101395 | JACK ENDO ELECTRIC, INC. | 2814 KILIHAU ST | Honolulu | HI | 96819 | JACK ENDO ELECTRIC | 2814 KILIHAU ST | Honolulu | HI | 96819 | 2 - ULS | 1990-07-01 | Currently in Use |  | 1000 | Diesel
9-101395 | JACK ENDO ELECTRIC, INC. | 2814 KILIHAU ST | Honolulu | HI | 96819 | JACK ENDO ELECTRIC | 2814 KILIHAU ST | Honolulu | HI | 96819 | 1 - 87 | 1988-01-01 | Currently in Use |  | 1000 | Gasoline
9-101395 | JACK ENDO ELECTRIC, INC. | 2814 KILIHAU ST | Honolulu | HI | 96819 | JACK ENDO ELECTRIC | 2814 KILIHAU ST | Honolulu | HI | 96819 | R-C | 1969-08-20 | Permanently Out of Use | 1990-09-19 | 285 | Diesel
9-101395 | JACK ENDO ELECTRIC, INC. | 2814 KILIHAU ST | Honolulu | HI | 96819 | JACK ENDO ELECTRIC | 2814 KILIHAU ST | Honolulu | HI | 96819 | R-B | 1969-08-20 | Permanently Out of Use | 1990-09-19 | 1000 | Diesel
9-101395 | JACK ENDO ELECTRIC, INC. | 2814 KILIHAU ST | Honolulu | HI | 96819 | JACK ENDO ELECTRIC | 2814 KILIHAU ST | Honolulu | HI | 96819 | R-A | 1969-08-20 | Permanently Out of Use | 1988-02-04 | 550 | Gasoline
9-100797 | MALOLO BEVERAGES & SUPPLIES LTD. | 2815 KOAPAKA ST | Honolulu | HI | 96819 | MALOLO BEVERAGES & SUPPLIES LTD. | 2815 KOAPAKA ST | Honolulu | HI | 96819 | R-002 |  | Permanently Out of Use |  |  | Diesel
9-100797 | MALOLO BEVERAGES & SUPPLIES LTD. | 2815 KOAPAKA ST | Honolulu | HI | 96819 | MALOLO BEVERAGES & SUPPLIES LTD. | 2815 KOAPAKA ST | Honolulu | HI | 96819 | R-001 | 1967-03-18 | Permanently Out of Use |  | 1000 | Gasoline
9-101442 | International Orchids | 2815-A KILIHAU ST | Honolulu | HI | 96819 | Kilihau Commercial Partners | Pauahi Tower / 1001 Bishop St, Ste. 1520 | Honolulu | HI | 96819 | 1 | 1956-03-20 | Permanently Out of Use | 1989-12-01 | 550 | Gasoline
9-101542 | TOYOTA CITY USED CAR CORRAL | 2819 PUKOLOA ST | Honolulu | HI | 96819 | UNOCAL CORPORATION | 3915 Mission Avenue #7416 | Honolulu | HI | 96819 | R-1 | 1964-05-08 | Permanently Out of Use | 1992-11-24 | 1000 | Diesel
9-102886 | BEACON MOVING & STORAGE | 2819A MOKUMOA ST | Honolulu | HI | 96814 | BEACON MOVING & STORAGE | 2819A MOKUMOA ST | Honolulu | HI | 96814 | R-2 |  | Permanently Out of Use | 1994-10-24 | 1000 | Gasoline
9-102886 | BEACON MOVING & STORAGE | 2819A MOKUMOA ST | Honolulu | HI | 96814 | BEACON MOVING & STORAGE | 2819A MOKUMOA ST | Honolulu | HI | 96814 | R-1 |  | Permanently Out of Use | 1994-10-24 | 1000 | Gasoline
9-200506 | KAILUA CENTRAL OFFICE | 282 KUULEI RD | Kailua | HI | 96734 | Hawaiian Telcom | P.O. Box 2200 | Kailua | HI | 96734 | M-2 | 1996-08-02 | Currently In Use |  | 600 | Diesel
9-200506 | KAILUA CENTRAL OFFICE | 282 KUULEI RD | Kailua | HI | 96734 | Hawaiian Telcom | P.O. Box 2200 | Kailua | HI | 96734 | R-M-001 | 1971-05-08 | Permanently Out of Use | 1996-07-08 | 550 | Diesel
9-701076 | Kauai County Lihue DPW Base yard | 2820 WEHE ST | Lihue | HI | 96766 | KAUAI COUNTY - DEPT OF PUBLIC WORKS | 444 RICE ST. , STE 275 MAIKEHA BLDG | Lihue | HI | 96766 | R-72158 | 1977-06-05 | Permanently Out of Use | 1998-11-04 | 5000 | Gasoline
9-701076 | Kauai County Lihue DPW Base yard | 2820 WEHE ST | Lihue | HI | 96766 | KAUAI COUNTY - DEPT OF PUBLIC WORKS | 444 RICE ST. , STE 275 MAIKEHA BLDG | Lihue | HI | 96766 | R-72159 | 1977-06-05 | Permanently Out of Use | 1998-11-04 | 5000 | Gasoline
9-701076 | Kauai County Lihue DPW Base yard | 2820 WEHE ST | Lihue | HI | 96766 | KAUAI COUNTY - DEPT OF PUBLIC WORKS | 444 RICE ST. , STE 275 MAIKEHA BLDG | Lihue | HI | 96766 | R-72157 | 1977-06-05 | Permanently Out of Use | 1998-11-04 | 5000 | Diesel
9-101496 | OCEANIC CABLEVISION | 2826 KAIHIKAPU ST | Honolulu | HI | 96819 | OCEANIC CABLEVISION |  | Honolulu | HI | 96819 | R-1A | 1985-03-10 | Permanently Out of Use | 1989-06-01 | 1000 | Gasoline
9-101496 | OCEANIC CABLEVISION | 2826 KAIHIKAPU ST | Honolulu | HI | 96819 | OCEANIC CABLEVISION |  | Honolulu | HI | 96819 | R-3 | 1989-01-01 | Permanently Out of Use | 1999-01-04 | 5000 | Diesel
9-101496 | OCEANIC CABLEVISION | 2826 KAIHIKAPU ST | Honolulu | HI | 96819 | OCEANIC CABLEVISION |  | Honolulu | HI | 96819 | R-1B | 1985-03-10 | Permanently Out of Use | 1989-06-01 | 1000 | Gasoline
9-102901 | DIAMOND HEAD PETROLEUM | 2827 KAIHIKAPU ST | Honolulu | HI | 96819 | DIAMOND HEAD PETROLEUM | 2827 KAIHIKAPU St | Honolulu | HI | 96819 | R-2 |  | Permanently Out of Use |  | 1000 | Gasoline
9-102901 | DIAMOND HEAD PETROLEUM | 2827 KAIHIKAPU ST | Honolulu | HI | 96819 | DIAMOND HEAD PETROLEUM | 2827 KAIHIKAPU St | Honolulu | HI | 96819 | R-3 |  | Permanently Out of Use |  | 1000 | Used Oil
9-102901 | DIAMOND HEAD PETROLEUM | 2827 KAIHIKAPU ST | Honolulu | HI | 96819 | DIAMOND HEAD PETROLEUM | 2827 KAIHIKAPU St | Honolulu | HI | 96819 | R-4 |  | Permanently Out of Use |  | 2000 | Diesel
9-102901 | DIAMOND HEAD PETROLEUM | 2827 KAIHIKAPU ST | Honolulu | HI | 96819 | DIAMOND HEAD PETROLEUM | 2827 KAIHIKAPU St | Honolulu | HI | 96819 | R-1 |  | Permanently Out of Use |  | 2000 | Diesel
9-101484 | ALOHA STATE SALES CO. | 2829 AWAAWALOA ST | Honolulu | HI | 96819 | ALOHA STATE SALES CO. | 2829 AWAAWALOA ST | Honolulu | HI | 96819 | R-1 | 1975-03-11 | Permanently Out of Use | 1993-04-13 | 1000 | Gasoline
9-101484 | ALOHA STATE SALES CO. | 2829 AWAAWALOA ST | Honolulu | HI | 96819 | ALOHA STATE SALES CO. | 2829 AWAAWALOA ST | Honolulu | HI | 96819 | R-2 | 1975-03-11 | Permanently Out of Use | 1993-04-13 | 500 | Diesel
9-101913 | WHIMPORTS TOY COMPANY | 2829 KILIHAU ST | Honolulu | HI | 96819 | MIKE & JOANNA WOODS | PAC III REALTY INVESTMENTS / 1088 BISHOP ST, STE 907 | Honolulu | HI | 96819 | R-001 |  | Permanently Out of Use | 1989-12-06 | 500 | Diesel
9-100955 | WEBCO HAWAII, INC. | 2830 MOKUMOA ST | Honolulu | HI | 96819 | WEBCO HAWAII, INC. | 2840 MOKUMOA ST | Honolulu | HI | 96819 | R-4 | 1974-03-31 | Permanently Out of Use |  | 1000 | Gasoline
9-100955 | WEBCO HAWAII, INC. | 2830 MOKUMOA ST | Honolulu | HI | 96819 | WEBCO HAWAII, INC. | 2840 MOKUMOA ST | Honolulu | HI | 96819 | R-3 | 1974-03-31 | Permanently Out of Use |  | 1000 | Gasoline
9-100302 | RALPH S. INOUYE CO., LTD. | 2831 AWAAWALOA ST | Honolulu | HI | 96819 | RALPH S. INOUYE CO., LTD. | 2831 AWAAWALOA ST | Honolulu | HI | 96819 | R-3 | 1976-03-27 | Permanently Out of Use | 1993-07-24 | 3000 | Diesel
9-100302 | RALPH S. INOUYE CO., LTD. | 2831 AWAAWALOA ST | Honolulu | HI | 96819 | RALPH S. INOUYE CO., LTD. | 2831 AWAAWALOA ST | Honolulu | HI | 96819 | R-2 | 1976-03-27 | Permanently Out of Use | 1993-07-24 | 3000 | Gasoline
9-100302 | RALPH S. INOUYE CO., LTD. | 2831 AWAAWALOA ST | Honolulu | HI | 96819 | RALPH S. INOUYE CO., LTD. | 2831 AWAAWALOA ST | Honolulu | HI | 96819 | R-1 | 1985-03-27 | Permanently Out of Use | 1993-07-24 | 550 | Gasoline
9-100287 | PACIFIC CONSTRUCTION CO., LTD. | 2831 KAIHIKAPU ST | Honolulu | HI | 96819 | PACIFIC CONSTRUCTION CO., LTD. | 828 FORT ST., 6TH FLOOR | Honolulu | HI | 96819 | R-1 | 1971-05-07 | Permanently Out of Use | 2001-01-22 | 1000 | Gasoline
9-100287 | PACIFIC CONSTRUCTION CO., LTD. | 2831 KAIHIKAPU ST | Honolulu | HI | 96819 | PACIFIC CONSTRUCTION CO., LTD. | 828 FORT ST., 6TH FLOOR | Honolulu | HI | 96819 | R-2 | 1971-05-07 | Permanently Out of Use | 2001-01-22 | 1000 | Diesel
9-101895 | HOPACO | 2833 PAA ST | Honolulu | HI | 96819 | BOISE CASCADE OFFICE PRODUCTS | 800 WEST BRYN MAWR | Honolulu | HI | 96819 | R-1 | 1977-02-13 | Permanently Out of Use | 1992-06-04 | 2000 | Gasoline
9-100084 | C&CH MOANALUA FIRE STATION | 2835 ALA ILIMA ST | Honolulu | HI | 96818 | C&C HNL Fire Dept | 636 South Street | Honolulu | HI | 96818 | R-1 | 1967-01-01 | Permanently Out of Use | 1992-09-01 | 1000 | Diesel
9-100084 | C&CH MOANALUA FIRE STATION | 2835 ALA ILIMA ST | Honolulu | HI | 96818 | C&C HNL Fire Dept | 636 South Street | Honolulu | HI | 96818 | 1A | 1992-10-01 | Currently in Use |  | 1000 | Diesel
9-101424 | MARTIN WAREHOUSE AND DISTRIBUTION | 2838 KILIHAU ST | Honolulu | HI | 96817 | MAGNUM TRANSPORTATION | 2838 KILIHAU ST | Honolulu | HI | 96817 | R-2 | 1982-08-22 | Permanently Out of Use | 1998-09-19 | 1000 | Diesel
9-101424 | MARTIN WAREHOUSE AND DISTRIBUTION | 2838 KILIHAU ST | Honolulu | HI | 96817 | MAGNUM TRANSPORTATION | 2838 KILIHAU ST | Honolulu | HI | 96817 | R-1 | 1982-08-22 | Permanently Out of Use | 1998-09-19 | 2000 | Gasoline
9-102967 | HAWAIIAN ISLES ENTERPRISES, INC | 2839 MOKUMOA ST | Honolulu | HI | 96819 | HAWAIIAN ISLES ENTERPRISES, INC | 2839 MOKUMOA ST | Honolulu | HI | 96819 | R-3 | 1988-06-01 | Permanently Out of Use | 1999-05-22 | 10000 | Gasoline
9-100792 | WEBCO HAWAII, INC. | 2840 MOKUMOA ST | Honolulu | HI | 96819 | WEBCO HAWAII, INC. | 2840 MOKUMOA ST | Honolulu | HI | 96819 | R-2 | 1981-03-31 | Permanently Out of Use | 1993-07-26 | 2500 | Gasoline
9-100792 | WEBCO HAWAII, INC. | 2840 MOKUMOA ST | Honolulu | HI | 96819 | WEBCO HAWAII, INC. | 2840 MOKUMOA ST | Honolulu | HI | 96819 | R-1 | 1981-03-31 | Permanently Out of Use | 1993-08-14 | 6000 | Gasoline
9-101833 | TOYOTA PARTS & SERVICE CENTER | 2841 PUKOLOA ST | Honolulu | HI | 96819 | SERVCO PACIFIC, INC. | P.O. BOX 2788 | Honolulu | HI | 96819 | R-2 |  | Permanently Out of Use | 1997-07-01 | 5000 | Hazardous Substance
9-101833 | TOYOTA PARTS & SERVICE CENTER | 2841 PUKOLOA ST | Honolulu | HI | 96819 | SERVCO PACIFIC, INC. | P.O. BOX 2788 | Honolulu | HI | 96819 | R-1 |  | Permanently Out of Use | 1994-09-12 | 1000 | Used Oil
9-103704 | EDGARDO PUGLIA (PMID 005127) | 2845 UALENA STREET | Honolulu | HI | 96819 | ALAMO RENT A CAR | KEAHOLE U DRIVE BASEYARD LOT 002115A | Honolulu | HI | 96819 | R-1 |  | Permanently Out of Use | 2001-12-07 | 1000 | Gasoline
9-101448 | AMFAC DIST.- INDUSTRIAL SUPPLIES | 2846 AWAAWALOA ST | Honolulu | HI | 96819 | OAHU DISTRIBUTION | c/o Tamara Edwards Amfac Land Company 700 Bishop St, #501 | Honolulu | HI | 96819 | R-2 |  | Permanently Out of Use | 1997-11-07 | 2000 | Diesel
9-101448 | AMFAC DIST.- INDUSTRIAL SUPPLIES | 2846 AWAAWALOA ST | Honolulu | HI | 96819 | OAHU DISTRIBUTION | c/o Tamara Edwards Amfac Land Company 700 Bishop St, #501 | Honolulu | HI | 96819 | R-1 | 1972-05-07 | Permanently Out of Use | 1989-01-01 | 8000 | Not Listed
9-101448 | AMFAC DIST.- INDUSTRIAL SUPPLIES | 2846 AWAAWALOA ST | Honolulu | HI | 96819 | OAHU DISTRIBUTION | c/o Tamara Edwards Amfac Land Company 700 Bishop St, #501 | Honolulu | HI | 96819 | R-3 |  | Permanently Out of Use | 1997-11-07 | 2000 | Gasoline
9-100747 | A-1 A-LECTRICIAN, INC. | 2849 KAIHIKAPU ST | Honolulu | HI | 96819 | A-1 A-LECTRICIAN, INC. | 2849 KAIHIKAPU ST | Honolulu | HI | 96819 | R-1 | 1961-05-06 | Permanently Out of Use | 1994-04-23 | 1000 | Gasoline
9-100747 | A-1 A-LECTRICIAN, INC. | 2849 KAIHIKAPU ST | Honolulu | HI | 96819 | A-1 A-LECTRICIAN, INC. | 2849 KAIHIKAPU ST | Honolulu | HI | 96819 | R-2 | 1961-05-06 | Permanently Out of Use | 1994-04-23 | 500 | Gasoline
9-100747 | A-1 A-LECTRICIAN, INC. | 2849 KAIHIKAPU ST | Honolulu | HI | 96819 | A-1 A-LECTRICIAN, INC. | 2849 KAIHIKAPU ST | Honolulu | HI | 96819 | R-3 | 1961-05-06 | Permanently Out of Use | 1994-04-23 | 1000 | Gasoline
9-100809 | CPM & F, INC. | 285 SAND ISLAND ACCESS RD | Honolulu | HI | 96819 | CPM & F, INC. | 285 SAND ISLAND ACCESS RD | Honolulu | HI | 96819 | R-1 | 1978-02-11 | Permanently Out of Use | 1993-02-01 | 5000 | Diesel
9-100809 | CPM & F, INC. | 285 SAND ISLAND ACCESS RD | Honolulu | HI | 96819 | CPM & F, INC. | 285 SAND ISLAND ACCESS RD | Honolulu | HI | 96819 | R-2 | 1978-02-11 | Permanently Out of Use | 1993-02-01 | 5000 | Gasoline
9-100086 | C&CH MANOA FIRE STATION | 2850 E MANOA RD | Honolulu | HI | 96822 | C&C OF HNL - HONOLULU FIRE DEPARATMENT | 636 South Street | Honolulu | HI | 96822 | R-1 | 1980-09-02 | Permanently Out of Use | 1993-10-27 | 550 | Diesel
9-103513 | BILS FAMILY PARTNERSHIP | 2850 KAIHIKAPU ST | Honolulu | HI | 96817 | BILS FAMILY PARTNEERSHIP | 816 WESTMORELAND DRIVW | Honolulu | HI | 96817 | R-1 |  | Permanently Out of Use | 1999-04-03 | 800 | Gasoline
9-103513 | BILS FAMILY PARTNERSHIP | 2850 KAIHIKAPU ST | Honolulu | HI | 96817 | BILS FAMILY PARTNEERSHIP | 816 WESTMORELAND DRIVW | Honolulu | HI | 96817 | R-2 |  | Permanently Out of Use | 1999-03-27 | 600 | Gasoline
9-100292 | PARADISE BEVERAGES | 2850 PAA ST | Honolulu | HI | 96819 | PARADISE BEVERAGES | 2850 PAA ST | Honolulu | HI | 96819 | R-1 | 1976-04-02 | Permanently Out of Use | 1993-01-25 | 1000 | Gasoline
9-100292 | PARADISE BEVERAGES | 2850 PAA ST | Honolulu | HI | 96819 | PARADISE BEVERAGES | 2850 PAA ST | Honolulu | HI | 96819 | R-2 | 1976-04-02 | Permanently Out of Use | 1993-01-25 | 1000 | Diesel
9-100877 | GIBSON - SERVICE STATION | 2850 PUKOLOA ST | Honolulu | HI | 96819 | SERVCO PACIFIC, INC | 2850 PUKOLOA ST | Honolulu | HI | 96819 | R-1 | 1970-05-06 | Permanently Out of Use | 1993-11-24 | 10000 | Gasoline
9-100877 | GIBSON - SERVICE STATION | 2850 PUKOLOA ST | Honolulu | HI | 96819 | SERVCO PACIFIC, INC | 2850 PUKOLOA ST | Honolulu | HI | 96819 | R-2 | 1970-05-06 | Permanently Out of Use | 1993-11-24 | 10000 | Gasoline
9-103439 | DI MAURO PROPERTIES | 2855 KAIHIKAPU ST | Honolulu | HI | 96819 | DI MAURO PROPERTIES | ONE KEAHOLE PL #3402 | Honolulu | HI | 96819 | R-2 |  | Permanently Out of Use | 1998-11-09 | 7500 | Diesel
9-103439 | DI MAURO PROPERTIES | 2855 KAIHIKAPU ST | Honolulu | HI | 96819 | DI MAURO PROPERTIES | ONE KEAHOLE PL #3402 | Honolulu | HI | 96819 | R-1 |  | Permanently Out of Use | 1998-11-09 | 1000 | Used Oil
9-103439 | DI MAURO PROPERTIES | 2855 KAIHIKAPU ST | Honolulu | HI | 96819 | DI MAURO PROPERTIES | ONE KEAHOLE PL #3402 | Honolulu | HI | 96819 | R-3 |  | Permanently Out of Use | 1998-11-09 | 1000 | Gasoline
9-100794 | ATTCO, INC. | 2855 KOAPAKA ST | Honolulu | HI | 96819 | ATTCO, INC. | 2855 KOAPAKA ST | Honolulu | HI | 96819 | R-1 | 1976-05-19 | Permanently Out of Use | 1997-06-30 | 1000 | Gasoline
9-103089 | SYLVA BRAIDWOOD | 2856 UALENA ST | Honolulu | HI | 96819 | SYLVA BRAIDWOOD | C/O STEUART FEELEY / REINWALD O'CONNOR | Honolulu | HI | 96819 | R-1 |  | Permanently Out of Use | 1995-07-03 | 500 | Gasoline
9-101447 | G.M.I. WASTE SYSTEMS, INC. | 2861 MOKUMOA ST | Honolulu | HI | 96819 | PACIFIC CONSTRUCTION CO., LTD. | 828 FORT ST., 6TH FLOOR | Honolulu | HI | 96819 | R-3 |  | Permanently Out of Use | 1994-04-01 | 4000 | Not Listed
9-101447 | G.M.I. WASTE SYSTEMS, INC. | 2861 MOKUMOA ST | Honolulu | HI | 96819 | PACIFIC CONSTRUCTION CO., LTD. | 828 FORT ST., 6TH FLOOR | Honolulu | HI | 96819 | R-1 | 1960-05-06 | Permanently Out of Use | 1992-12-01 | 1000 | Gasoline
9-101447 | G.M.I. WASTE SYSTEMS, INC. | 2861 MOKUMOA ST | Honolulu | HI | 96819 | PACIFIC CONSTRUCTION CO., LTD. | 828 FORT ST., 6TH FLOOR | Honolulu | HI | 96819 | R-2 | 1960-05-06 | Permanently Out of Use | 1992-12-01 | 1000 | Diesel
9-100186 | VOLKSWAGON OF AMERICA | 2865 PUKOLOA ST | Honolulu | HI | 96819 | VOLKSWAGON OF AMERICA | 3800 HAMLIN RD, SUITE 100 | Honolulu | HI | 96819 | R-5 | 1990-04-23 | Permanently Out of Use | 2000-02-08 | 2000 | Gasoline
9-100186 | VOLKSWAGON OF AMERICA | 2865 PUKOLOA ST | Honolulu | HI | 96819 | VOLKSWAGON OF AMERICA | 3800 HAMLIN RD, SUITE 100 | Honolulu | HI | 96819 | R-01 | 1970-05-05 | Permanently Out of Use | 1990-05-03 | 2000 | Gasoline
9-100347 | THOS. FUJIKAWA PAINTING CO.,INC. (PMID 005125) | 2865 UALENA ST | Honolulu | HI | 96819 | THOS. FUJIKAWA PAINTING CO.,INC. | P.O. BOX 29936 | Honolulu | HI | 96819 | R-1 | 1966-05-07 | Permanently Out of Use | 1991-12-01 | 500 | Gasoline
9-100347 | THOS. FUJIKAWA PAINTING CO.,INC. (PMID 005125) | 2865 UALENA ST | Honolulu | HI | 96819 | THOS. FUJIKAWA PAINTING CO.,INC. | P.O. BOX 29936 | Honolulu | HI | 96819 | R-2 | 1966-05-07 | Permanently Out of Use | 1991-12-01 | 500 | Gasoline
9-102956 | SPRINGS INC (pmid 005124) | 2875 UALENA ST | Honolulu | HI | 96819 | SPRINGS INC | 2875 UALENA ST | Honolulu | HI | 96819 | R-1 | 1976-01-01 | Permanently Out of Use | 1994-06-24 | 1000 | Diesel
9-100350 | TRADEWINDS U-DRIVE INC. | 2875-A KOAPAKA ST | Honolulu | HI | 96819 | 3 W PARTNERS | 1314 S KING ST RM 524 | Honolulu | HI | 96819 | R-2 | 1971-03-30 | Permanently Out of Use | 1997-08-13 | 5000 | Gasoline
9-100350 | TRADEWINDS U-DRIVE INC. | 2875-A KOAPAKA ST | Honolulu | HI | 96819 | 3 W PARTNERS | 1314 S KING ST RM 524 | Honolulu | HI | 96819 | R-1 | 1971-03-30 | Permanently Out of Use | 1990-10-01 | 5000 | Gasoline
9-101550 | M. NAKAI REPAIR SERVICE, LTD. | 288 MOKAUEA ST | Honolulu | HI | 96809 | M. NAKAI REPAIR SERVICE, LTD. | 288 MOKAUEA St | Honolulu | HI | 96809 | R-1 | 1986-06-30 | Permanently Out of Use | 1996-12-14 | 1000 | Diesel
9-101334 | NISSAN MOTOR CORP. IN HAWAII, LTD | 2880 KILIHAU ST | Honolulu | HI | 96819 | NISSAN MOTOR CORP. IN HAWAII, LTD | 2880 KILIHAU St | Honolulu | HI | 96819 | R-2 | 1982-04-24 | Permanently Out of Use | 1993-01-14 | 600 | Diesel
9-101334 | NISSAN MOTOR CORP. IN HAWAII, LTD | 2880 KILIHAU ST | Honolulu | HI | 96819 | NISSAN MOTOR CORP. IN HAWAII, LTD | 2880 KILIHAU St | Honolulu | HI | 96819 | R-1 | 1982-04-24 | Permanently Out of Use | 1993-01-14 | 2000 | Gasoline
9-100789 | AMERICAN INT. R.A.C. | 2880 UALENA ST | Honolulu | HI | 96819 | TRAVELERS RENT A CAR | 98-1982 HAPAKI ST | Honolulu | HI | 96819 | R-1 | 1981-04-10 | Permanently Out of Use | 1992-07-29 | 3000 | Gasoline
9-101166 | MIKE SALTA PONTIAC | 2882 KOAPAKA ST | Honolulu | HI | 96819 | UNOCAL CORPORATION | 3915 Mission Avenue #7416 | Honolulu | HI | 96819 | R-02 | 1970-12-21 | Permanently Out of Use |  | 6500 | Gasoline
9-101166 | MIKE SALTA PONTIAC | 2882 KOAPAKA ST | Honolulu | HI | 96819 | UNOCAL CORPORATION | 3915 Mission Avenue #7416 | Honolulu | HI | 96819 | R-01 |  | Permanently Out of Use |  | 1000 | Not Listed
9-100127 | INFINITI MOTOR SALES | 2885 KILIHAU ST | Honolulu | HI | 96819 | NISSAN MOTOR CORP. IN HAWAII, LTD | 2880 KILIHAU St | Honolulu | HI | 96819 | R-1 | 1982-04-24 | Permanently Out of Use | 1989-11-13 | 2000 | Gasoline
9-101804 | HICKS CONSTRUCTION CO., INC. (PMID 005123) | 2885 UALENA ST | Honolulu | HI | 96817 | HICKS CONSTRUCTION CO., INC. | 2885 UALENA ST | Honolulu | HI | 96817 | R-1 | 1972-05-09 | Permanently Out of Use | 1989-09-01 | 1000 | Gasoline
9-102482 | AMERICAN RESTAURANT | 2887 KOAPAKA ST | Honolulu | HI | 96813 | HAWAIIAN INDUSTRIAL PROPERTIES | 500 ALA MOANA BLVD, STE 7-415 | Honolulu | HI | 96813 | R-1 |  | Permanently Out of Use | 1980-01-30 |  | Gasoline
9-102482 | AMERICAN RESTAURANT | 2887 KOAPAKA ST | Honolulu | HI | 96813 | HAWAIIAN INDUSTRIAL PROPERTIES | 500 ALA MOANA BLVD, STE 7-415 | Honolulu | HI | 96813 | R-2 |  | Permanently Out of Use | 1990-10-12 |  | Gasoline
9-102482 | AMERICAN RESTAURANT | 2887 KOAPAKA ST | Honolulu | HI | 96813 | HAWAIIAN INDUSTRIAL PROPERTIES | 500 ALA MOANA BLVD, STE 7-415 | Honolulu | HI | 96813 | R-3 |  | Permanently Out of Use | 1990-10-12 |  | Gasoline
9-100892 | UNITEK ENVIRONMENTAL SERVICES | 2889 MOKUMOA ST | Honolulu | HI | 96819 | UNITEK ENVIRONMENTAL SERVICES | 2889 MOKUMOA ST | Honolulu | HI | 96819 | R-J064271 | 1983-08-01 | Permanently Out of Use | 1992-10-30 | 10000 | Other
9-100892 | UNITEK ENVIRONMENTAL SERVICES | 2889 MOKUMOA ST | Honolulu | HI | 96819 | UNITEK ENVIRONMENTAL SERVICES | 2889 MOKUMOA ST | Honolulu | HI | 96819 | R-E-J064273 | 1983-04-25 | Permanently Out of Use | 1992-10-30 | 5000 | Other
9-100892 | UNITEK ENVIRONMENTAL SERVICES | 2889 MOKUMOA ST | Honolulu | HI | 96819 | UNITEK ENVIRONMENTAL SERVICES | 2889 MOKUMOA ST | Honolulu | HI | 96819 | R-J064274 | 1983-08-01 | Permanently Out of Use | 1992-10-30 | 5000 | Used Oil
9-103708 | PACIFIC INVESTORS PROPERTY MANAGEMENT, INC | 2895 UALENA ST | Honolulu | HI | 96817 | PACIFIC INVESTORS PROPERTY MANAGEMENT, INC | 550 PAIEA ST, SUITE 215 | Honolulu | HI | 96817 | R-1 |  | Permanently Out of Use | 1989-07-01 |  | Not Listed
9-100286 | SATURN OF HONOLULU | 2901 N NIMITZ HWY | Honolulu | HI | 96819 | CLASSIC PROPERTIES | 2877 N NIMITZ HWY | Honolulu | HI | 96819 | R-1 | 1972-12-29 | Permanently Out of Use | 1993-09-20 | 1000 | Gasoline
9-100286 | SATURN OF HONOLULU | 2901 N NIMITZ HWY | Honolulu | HI | 96819 | CLASSIC PROPERTIES | 2877 N NIMITZ HWY | Honolulu | HI | 96819 | R-2 | 1972-12-29 | Permanently Out of Use | 1993-09-21 | 500 | Used Oil
9-102555 | GRENTRE INVESTMENTS | 2906 KAIHIKAPU ST | Honolulu | HI | 96800 | GRENTRE INVESTMENTS | 770 MAPUNAPUNA ST P.O. BOX 8194 | Honolulu | HI | 96800 | R-1 |  | Permanently Out of Use | 1989-11-01 | 1000 | Not Listed
9-101158 | FIX-ALL EQUIPMENT INC. | 2906 KAIHIKAPU ST | Honolulu | HI | 96819 | UNOCAL CORPORATION | 3915 Mission Avenue #7416 | Honolulu | HI | 96819 | R-B2-2-1 | 1968-04-28 | Permanently Out of Use | 1989-12-08 | 1000 | Gasoline
9-100002 | WASA ELECTRICAL SERVICES INC | 2908 KAIHIKAPU ST | Honolulu | HI | 96819 | WASA ELECTRICAL SERVICES INC | 2908 KAIHIKAPU ST | Honolulu | HI | 96819 | R-3 | 1964-05-07 | Permanently Out of Use | 1997-08-29 | 2000 | Gasoline
9-100002 | WASA ELECTRICAL SERVICES INC | 2908 KAIHIKAPU ST | Honolulu | HI | 96819 | WASA ELECTRICAL SERVICES INC | 2908 KAIHIKAPU ST | Honolulu | HI | 96819 | R-2 | 1964-05-07 | Permanently Out of Use | 1997-08-29 | 1000 | Diesel
9-100002 | WASA ELECTRICAL SERVICES INC | 2908 KAIHIKAPU ST | Honolulu | HI | 96819 | WASA ELECTRICAL SERVICES INC | 2908 KAIHIKAPU ST | Honolulu | HI | 96819 | R-1 | 1963-03-12 | Permanently Out of Use | 1997-08-29 | 500 | Gasoline
9-100751 | NITTAKU INVESTMENT WAREHOUSE | 2908 KAMEHAMEHA HWY | Honolulu | HI | 96816 | NITTAKU INVESTMENT | P.O. BOX 1858 / 2908 KAMEHAMEHA HWY | Honolulu | HI | 96816 | R-02 |  | Permanently Out of Use | 1989-12-13 | 1500 | Diesel
9-100751 | NITTAKU INVESTMENT WAREHOUSE | 2908 KAMEHAMEHA HWY | Honolulu | HI | 96816 | NITTAKU INVESTMENT | P.O. BOX 1858 / 2908 KAMEHAMEHA HWY | Honolulu | HI | 96816 | R-01 | 1972-04-10 | Permanently Out of Use | 1989-12-27 | 1000 | Gasoline
9-100751 | NITTAKU INVESTMENT WAREHOUSE | 2908 KAMEHAMEHA HWY | Honolulu | HI | 96816 | NITTAKU INVESTMENT | P.O. BOX 1858 / 2908 KAMEHAMEHA HWY | Honolulu | HI | 96816 | R-002 |  | Permanently Out of Use | 1989-12-13 | 1500 | Not Listed
9-501590 | ARISUMI BROTHERS. INC. | 291 DAIRY RD | Kahului | HI | 96732 | ARISUMI BROTHERS. INC. | 291 DAIRY ROAD | Kahului | HI | 96732 | R-2 | 1974-04-25 | Permanently Out of Use | 1999-02-03 | 5000 | Diesel
9-501590 | ARISUMI BROTHERS. INC. | 291 DAIRY RD | Kahului | HI | 96732 | ARISUMI BROTHERS. INC. | 291 DAIRY ROAD | Kahului | HI | 96732 | R-1 | 1972-04-26 | Permanently Out of Use | 1999-02-03 | 5000 | Gasoline
9-501590 | ARISUMI BROTHERS. INC. | 291 DAIRY RD | Kahului | HI | 96732 | ARISUMI BROTHERS. INC. | 291 DAIRY ROAD | Kahului | HI | 96732 | R-3 | 1966-04-25 | Permanently Out of Use | 1991-10-29 | 550 | Diesel
9-501590 | ARISUMI BROTHERS. INC. | 291 DAIRY RD | Kahului | HI | 96732 | ARISUMI BROTHERS. INC. | 291 DAIRY ROAD | Kahului | HI | 96732 | R-5 | 1979-04-26 | Permanently Out of Use | 1991-10-30 | 550 | Other
9-501590 | ARISUMI BROTHERS. INC. | 291 DAIRY RD | Kahului | HI | 96732 | ARISUMI BROTHERS. INC. | 291 DAIRY ROAD | Kahului | HI | 96732 | R-4 | 1966-04-25 | Permanently Out of Use | 1991-10-29 | 1000 | Diesel
9-500669 | BREWER CHEMICAL CORP | 2910 BEACH RD | Kahului | HI | 96732 | BREWER ENVIRONMENTAL INDUSTRIES | 311 B PACIFIC ST | Kahului | HI | 96732 | R-2 | 1935-12-30 | Permanently Out of Use | 1988-07-30 | 500 | Gasoline
9-101539 | AVIS RENT-A-CAR (pmid 002105) | 2912 AOLELE ST | Honolulu | HI | 96819 | AVIS RENT A CAR | 6 SYLVAN WAY DEPT 29-093-36 | Honolulu | HI | 96819 | 87 | 1988-06-30 | Currently in Use |  | 10000 | Gasoline
9-101539 | AVIS RENT-A-CAR (pmid 002105) | 2912 AOLELE ST | Honolulu | HI | 96819 | AVIS RENT A CAR | 6 SYLVAN WAY DEPT 29-093-36 | Honolulu | HI | 96819 | R-1 | 1971-12-08 | Permanently Out of Use | 1988-06-01 | 6500 | Gasoline
9-102213 | NATIONAL CAR RENTAL SYSTEM, INC. #36N1 (PMID 002104) | 2912 AOLELE ST | Honolulu | HI | 96819 | EAN Holdings, LLC | 544 Ohohia Street | Honolulu | HI | 96819 | 87 | 1989-03-31 | Currently in Use |  | 12000 | Gasoline
9-101897 | HAWAIIAN GROCERY STORES, LTD | 2915 KAIHIKAPU ST | Honolulu | HI | 96819 | HAWAIIAN GROCERY STORES, LTD | 2915 KAIHIKAPU ST | Honolulu | HI | 96819 | R-1 | 1987-11-07 | Permanently Out of Use | 1998-04-15 | 1000 | Diesel
9-101897 | HAWAIIAN GROCERY STORES, LTD | 2915 KAIHIKAPU ST | Honolulu | HI | 96819 | HAWAIIAN GROCERY STORES, LTD | 2915 KAIHIKAPU ST | Honolulu | HI | 96819 | R-2 | 1987-11-07 | Permanently Out of Use | 1998-04-15 | 1000 | Gasoline
9-101987 | SAVAGE WHOLESALE | 2918 UALENA ST | Honolulu | HI | 96819 | SAVAGE WHOLESALE | 2918 UALENA St | Honolulu | HI | 96819 | R-1 | 1964-09-24 | Permanently Out of Use |  | 3000 | Gasoline
9-101987 | SAVAGE WHOLESALE | 2918 UALENA ST | Honolulu | HI | 96819 | SAVAGE WHOLESALE | 2918 UALENA St | Honolulu | HI | 96819 | R-2 | 1965-09-24 | Permanently Out of Use |  | 1000 | Gasoline
9-100056 | Airports Div Maintenance Base yard (PMID 3115) | 2919 AOLELE ST | Honolulu | HI | 96819 | STATE DOT - AIRPORTS DIVISION |  | Honolulu | HI | 96819 | 92A | 1988-09-02 | Currently in Use |  | 2300 | Gasoline
9-100056 | Airports Div Maintenance Base yard (PMID 3115) | 2919 AOLELE ST | Honolulu | HI | 96819 | STATE DOT - AIRPORTS DIVISION |  | Honolulu | HI | 96819 | R-1 | 1980-12-10 | Permanently Out of Use | 1990-01-10 | 2000 | Gasoline
9-100056 | Airports Div Maintenance Base yard (PMID 3115) | 2919 AOLELE ST | Honolulu | HI | 96819 | STATE DOT - AIRPORTS DIVISION |  | Honolulu | HI | 96819 | R-2 | 1955-12-10 | Permanently Out of Use | 1990-01-10 | 1000 | Diesel
9-100056 | Airports Div Maintenance Base yard (PMID 3115) | 2919 AOLELE ST | Honolulu | HI | 96819 | STATE DOT - AIRPORTS DIVISION |  | Honolulu | HI | 96819 | 3 | 1988-09-02 | Currently in Use |  | 2300 | Diesel
9-100056 | Airports Div Maintenance Base yard (PMID 3115) | 2919 AOLELE ST | Honolulu | HI | 96819 | STATE DOT - AIRPORTS DIVISION |  | Honolulu | HI | 96819 | 92B | 1988-09-02 | Currently in Use |  | 2300 | Gasoline
9-100056 | Airports Div Maintenance Base yard (PMID 3115) | 2919 AOLELE ST | Honolulu | HI | 96819 | STATE DOT - AIRPORTS DIVISION |  | Honolulu | HI | 96819 | R-3 | 1955-12-10 | Permanently Out of Use | 1990-01-10 | 1000 | Gasoline
9-101246 | MANOA SERVICE | 2927 E MANOA RD | Honolulu | HI | 96822 | CHEVRON PRODUCTS COMPANY | Attn Permit Desk PO Box 6004 | Honolulu | HI | 96822 | R-4 | 1984-01-01 | Permanently Out of Use | 1997-03-21 | 1000 | Used Oil
9-101246 | MANOA SERVICE | 2927 E MANOA RD | Honolulu | HI | 96822 | CHEVRON PRODUCTS COMPANY | Attn Permit Desk PO Box 6004 | Honolulu | HI | 96822 | 87 | 1984-01-01 | Currently in Use |  | 10000 | Gasoline
9-101246 | MANOA SERVICE | 2927 E MANOA RD | Honolulu | HI | 96822 | CHEVRON PRODUCTS COMPANY | Attn Permit Desk PO Box 6004 | Honolulu | HI | 96822 | 87b | 1984-01-01 | Currently in Use |  | 10000 | Gasoline
9-101246 | MANOA SERVICE | 2927 E MANOA RD | Honolulu | HI | 96822 | CHEVRON PRODUCTS COMPANY | Attn Permit Desk PO Box 6004 | Honolulu | HI | 96822 | 92 | 1984-01-01 | Currently in Use |  | 10000 | Gasoline
9-100362 | WALKER-MOODY CONSTRUCTION COMPANY, LTD. | 2927 MOKUMOA ST | Honolulu | HI | 96819 | WALKER-MOODY CONSTRUCTION CO. | 2927 MOKUMOA ST | Honolulu | HI | 96819 | R-005 | 1968-06-30 | Permanently Out of Use | 1971-01-01 | 500 | Diesel
9-100362 | WALKER-MOODY CONSTRUCTION COMPANY, LTD. | 2927 MOKUMOA ST | Honolulu | HI | 96819 | WALKER-MOODY CONSTRUCTION CO. | 2927 MOKUMOA ST | Honolulu | HI | 96819 | R-003 | 1978-07-01 | Permanently Out of Use | 1988-04-01 | 1000 | Diesel
9-100362 | WALKER-MOODY CONSTRUCTION COMPANY, LTD. | 2927 MOKUMOA ST | Honolulu | HI | 96819 | WALKER-MOODY CONSTRUCTION CO. | 2927 MOKUMOA ST | Honolulu | HI | 96819 | R-002 | 1978-07-01 | Permanently Out of Use | 1988-04-01 | 2000 | Gasoline
9-100362 | WALKER-MOODY CONSTRUCTION COMPANY, LTD. | 2927 MOKUMOA ST | Honolulu | HI | 96819 | WALKER-MOODY CONSTRUCTION CO. | 2927 MOKUMOA ST | Honolulu | HI | 96819 | R-001 | 1968-06-30 | Permanently Out of Use | 1988-04-01 | 1000 | Gasoline
9-100362 | WALKER-MOODY CONSTRUCTION COMPANY, LTD. | 2927 MOKUMOA ST | Honolulu | HI | 96819 | WALKER-MOODY CONSTRUCTION CO. | 2927 MOKUMOA ST | Honolulu | HI | 96819 | 3 | 1989-05-08 | Currently in Use |  | 2000 | Diesel
9-100362 | WALKER-MOODY CONSTRUCTION COMPANY, LTD. | 2927 MOKUMOA ST | Honolulu | HI | 96819 | WALKER-MOODY CONSTRUCTION CO. | 2927 MOKUMOA ST | Honolulu | HI | 96819 | 2-87 | 1989-05-08 | Currently in Use |  | 2000 | Gasoline
9-100362 | WALKER-MOODY CONSTRUCTION COMPANY, LTD. | 2927 MOKUMOA ST | Honolulu | HI | 96819 | WALKER-MOODY CONSTRUCTION CO. | 2927 MOKUMOA ST | Honolulu | HI | 96819 | 1-87 | 1989-05-08 | Currently in Use |  | 2000 | Gasoline
9-100362 | WALKER-MOODY CONSTRUCTION COMPANY, LTD. | 2927 MOKUMOA ST | Honolulu | HI | 96819 | WALKER-MOODY CONSTRUCTION CO. | 2927 MOKUMOA ST | Honolulu | HI | 96819 | R-004 | 1968-06-30 | Permanently Out of Use | 1971-01-01 | 500 | Gasoline
9-100307 | S & M WELDING CO., LTD. | 2928 UALENA ST | Honolulu | HI | 96819 | S & M WELDING CO., LTD. | 1024 PUUWAI ST | Honolulu | HI | 96819 | R-1 | 1966-03-10 | Permanently Out of Use | 1991-01-09 | 1000 | Gasoline
9-100307 | S & M WELDING CO., LTD. | 2928 UALENA ST | Honolulu | HI | 96819 | S & M WELDING CO., LTD. | 1024 PUUWAI ST | Honolulu | HI | 96819 | R-2 | 1966-08-20 | Permanently Out of Use | 1991-01-14 | 1000 | Gasoline
9-100318 | STANDARD ELECTRIC, INC. (PMID 005119) | 2929 UALENA ST | Honolulu | HI | 96819 | STANDARD ELECTRIC, INC. | 2929 UALENA ST | Honolulu | HI | 96819 | R-01 |  | Permanently Out of Use | 1989-08-14 |  | Gasoline
9-100935 | K. YAMADA DISTRIBUTORS, LTD. | 2939-2949 KOAPAKA ST | Honolulu | HI | 96819 | TROPICAL ROBERT LTD. | 3815 MAUNALOA AVE | Honolulu | HI | 96819 | R-3 | 1967-01-01 | Permanently out of Use |  | 2000 | Gasoline
9-100935 | K. YAMADA DISTRIBUTORS, LTD. | 2939-2949 KOAPAKA ST | Honolulu | HI | 96819 | TROPICAL ROBERT LTD. | 3815 MAUNALOA AVE | Honolulu | HI | 96819 | R-001 | 1966-05-14 | Permanently Out of Use | 1988-08-01 | 1000 | Gasoline
9-100935 | K. YAMADA DISTRIBUTORS, LTD. | 2939-2949 KOAPAKA ST | Honolulu | HI | 96819 | TROPICAL ROBERT LTD. | 3815 MAUNALOA AVE | Honolulu | HI | 96819 | R-2 | 1967-01-01 | Permanently out of Use |  | 1000 | Gasoline
9-100274 | MIKE SALTA PONTIAC | 2945 N NIMITZ HWY | Honolulu | HI | 96819 | MIKE SALTA PONTIAC | 2945 N NIMITZ HWY | Honolulu | HI | 96819 | R-1 | 1968-05-07 | Permanently Out of Use | 1991-01-30 | 1000 | Used Oil
9-101188 | MANOA MART/MANOA LIQUOR | 2955 E MANOA RD | Honolulu | HI | 96822 | Waipono, Inc | 1164 Bishop st | Honolulu | HI | 96822 | r-87 | 1996-06-29 | Permanently out of Use | 2007-09-17 | 10000 | Gasoline
9-101188 | MANOA MART/MANOA LIQUOR | 2955 E MANOA RD | Honolulu | HI | 96822 | Waipono, Inc | 1164 Bishop st | Honolulu | HI | 96822 | r-92 | 1996-06-29 | Permanently out of Use | 2007-09-17 | 10000 | Gasoline
9-101188 | MANOA MART/MANOA LIQUOR | 2955 E MANOA RD | Honolulu | HI | 96822 | Waipono, Inc | 1164 Bishop st | Honolulu | HI | 96822 | R-1 | 1976-04-04 | Permanently Out of Use | 1996-06-26 | 5000 | Gasoline
9-101188 | MANOA MART/MANOA LIQUOR | 2955 E MANOA RD | Honolulu | HI | 96822 | Waipono, Inc | 1164 Bishop st | Honolulu | HI | 96822 | R-3 | 1981-04-04 | Permanently Out of Use | 1996-06-26 | 7500 | Gasoline
9-101188 | MANOA MART/MANOA LIQUOR | 2955 E MANOA RD | Honolulu | HI | 96822 | Waipono, Inc | 1164 Bishop st | Honolulu | HI | 96822 | R-4 |  | Permanently Out of Use | 1996-06-26 | 550 | Diesel
9-101188 | MANOA MART/MANOA LIQUOR | 2955 E MANOA RD | Honolulu | HI | 96822 | Waipono, Inc | 1164 Bishop st | Honolulu | HI | 96822 | R-2 | 1961-04-04 | Permanently Out of Use | 1996-06-26 | 5000 | Gasoline
9-103842 | Halsey Terrace Family Housing | 2958/2960 Gordon St | Honolulu | HI | 96818 | US Navy - Commander Navy Region Hawaii | 850 Ticonderoga St, Suite 110, Code N45 | Honolulu | HI | 96818 | r-1 |  | Permanently out of Use | 2007-06-18 | 500 | Diesel
9-101472 | OVERSEAS FREIGHT FORWARDERS, INC | 2959 KOAPAKA ST | Honolulu | HI | 96819 | OVERSEAS FREIGHT FORWARDERS, INC | 2959 KOAPAKA St | Honolulu | HI | 96819 | R-2 | 1981-05-06 | Permanently Out of Use |  | 500 | Gasoline
9-101472 | OVERSEAS FREIGHT FORWARDERS, INC | 2959 KOAPAKA ST | Honolulu | HI | 96819 | OVERSEAS FREIGHT FORWARDERS, INC | 2959 KOAPAKA St | Honolulu | HI | 96819 | r-4 |  | Permanently out of Use | 2007-09-05 | 1000 | Gasoline
9-101472 | OVERSEAS FREIGHT FORWARDERS, INC | 2959 KOAPAKA ST | Honolulu | HI | 96819 | OVERSEAS FREIGHT FORWARDERS, INC | 2959 KOAPAKA St | Honolulu | HI | 96819 | R-3 |  | Permanently Out of Use | 1989-07-21 | 1000 | Gasoline
9-101472 | OVERSEAS FREIGHT FORWARDERS, INC | 2959 KOAPAKA ST | Honolulu | HI | 96819 | OVERSEAS FREIGHT FORWARDERS, INC | 2959 KOAPAKA St | Honolulu | HI | 96819 | R-1 | 1976-05-06 | Permanently Out of Use |  | 500 | Diesel
9-100180 | SHERMAN ENTERPRISES INC (PMID 005117) | 2959 UALENA ST | Honolulu | HI | 96819 | SHERMAN ENTERPRISES INC | CITY WIDE TRANSPORTATION CO. / 2959 UALENA ST | Honolulu | HI | 96819 | R-1 | 1983-02-25 | Permanently Out of Use | 1993-11-19 | 2500 | Diesel
9-100180 | SHERMAN ENTERPRISES INC (PMID 005117) | 2959 UALENA ST | Honolulu | HI | 96819 | SHERMAN ENTERPRISES INC | CITY WIDE TRANSPORTATION CO. / 2959 UALENA ST | Honolulu | HI | 96819 | R-2 | 1983-02-25 | Permanently Out of Use | 1993-11-19 | 2500 | Gasoline
9-502548 | SERVICE RENTAL | 296 B ALAMAHA ST | Kahului | HI | 96732 | KURISU & FERGUS | 1000 BISHOP ST, SUITE 310 | Kahului | HI | 96732 | R-2 |  | Permanently Out of Use | 1992-04-02 | 550 | Diesel
9-502548 | SERVICE RENTAL | 296 B ALAMAHA ST | Kahului | HI | 96732 | KURISU & FERGUS | 1000 BISHOP ST, SUITE 310 | Kahului | HI | 96732 | R-1 |  | Permanently Out of Use | 1992-04-20 | 1000 | Gasoline
9-502548 | SERVICE RENTAL | 296 B ALAMAHA ST | Kahului | HI | 96732 | KURISU & FERGUS | 1000 BISHOP ST, SUITE 310 | Kahului | HI | 96732 | R-3 |  | Permanently Out of Use | 1992-04-02 | 550 | Diesel
9-502548 | SERVICE RENTAL | 296 B ALAMAHA ST | Kahului | HI | 96732 | KURISU & FERGUS | 1000 BISHOP ST, SUITE 310 | Kahului | HI | 96732 | R-4 |  | Permanently Out of Use | 1992-04-02 | 1000 | Used Oil
9-102216 | SEVEN HAWAIIANS CORP | 2960 WAIALAE AVE | Honolulu | HI | 96826 | SEVEN HAWAIIANS CORP. | 1750 KALAKAUA AVE. SUITE 206 | Honolulu | HI | 96826 | 01 | 1964-05-15 | Permanently Out of Use |  | 550 | Used Oil
9-101924 | CYCLE CITY | 2965 N NIMITZ HWY | Honolulu | HI | 96819 | WHOLESALE MOTORS, INC. | 2999 N NIMITZ HWY | Honolulu | HI | 96819 | R-3 | 1980-04-03 | Permanently Out of Use | 1991-09-10 |  | Not Listed
9-101875 | MAPUNAPUNA INVESTORS | 2969 MAPUNAPUNA PL | Honolulu | HI | 96819 | FIRST INTERSTATE BANK CENTER | 2969 MAPUNAPUNA PL | Honolulu | HI | 96819 | R-1 | 1985-03-10 | Permanently Out of Use | 1989-05-01 | 3000 | Gasoline
9-101875 | MAPUNAPUNA INVESTORS | 2969 MAPUNAPUNA PL | Honolulu | HI | 96819 | FIRST INTERSTATE BANK CENTER | 2969 MAPUNAPUNA PL | Honolulu | HI | 96819 | R-2 | 1985-03-10 | Permanently Out of Use | 1989-05-01 | 550 | Diesel
9-101247 | MEL'S SUNRISE CHEVRON | 2969 S KING ST | Honolulu | HI | 96826 | CHEVRON PRODUCTS COMPANY | Attn Permit Desk PO Box 6004 | Honolulu | HI | 96826 | 92 | 1985-07-18 | Currently in Use |  | 10000 | Gasoline
9-101247 | MEL'S SUNRISE CHEVRON | 2969 S KING ST | Honolulu | HI | 96826 | CHEVRON PRODUCTS COMPANY | Attn Permit Desk PO Box 6004 | Honolulu | HI | 96826 | 89 | 1985-07-18 | Currently in Use |  | 10000 | Gasoline
9-101247 | MEL'S SUNRISE CHEVRON | 2969 S KING ST | Honolulu | HI | 96826 | CHEVRON PRODUCTS COMPANY | Attn Permit Desk PO Box 6004 | Honolulu | HI | 96826 | 87 | 1985-07-18 | Currently in Use |  | 10000 | Gasoline
9-101247 | MEL'S SUNRISE CHEVRON | 2969 S KING ST | Honolulu | HI | 96826 | CHEVRON PRODUCTS COMPANY | Attn Permit Desk PO Box 6004 | Honolulu | HI | 96826 | 4 | 1981-07-18 | Currently in Use |  | 10000 | Diesel
9-101247 | MEL'S SUNRISE CHEVRON | 2969 S KING ST | Honolulu | HI | 96826 | CHEVRON PRODUCTS COMPANY | Attn Permit Desk PO Box 6004 | Honolulu | HI | 96826 | 5 | 1985-07-18 | Currently in Use |  | 1000 | Used Oil
9-103120 | SAKO ELECTRIC | 297 PUUHALE RD | Honolulu | HI | 96819 | SAKO ELECTRIC | 297 PUUHALE RD | Honolulu | HI | 96819 | R-1 |  | Permanently Out of Use | 1995-12-05 | 575 | Gasoline
9-101390 | GRABBER PACIFIC | 2970 MOKUMOA ST | Honolulu | HI | 96819 | UNOCAL CORPORATION | 3915 Mission Avenue #7416 | Honolulu | HI | 96819 | R-1 | 1972-08-20 | Permanently Out of Use | 1994-01-28 | 550 | Gasoline
9-101149 | JN CHEVROLET/MAZDA DETAIL SHOP | 2971 N NIMITZ HWY | Honolulu | HI | 96819 | WHOLESALE MOTORS, INC. | 2999 N NIMITZ HWY | Honolulu | HI | 96819 | 1 | 1974-03-10 | Permanently Out of Use |  | 1000 | Used Oil
9-101149 | JN CHEVROLET/MAZDA DETAIL SHOP | 2971 N NIMITZ HWY | Honolulu | HI | 96819 | WHOLESALE MOTORS, INC. | 2999 N NIMITZ HWY | Honolulu | HI | 96819 | 2 |  | Permanently Out of Use |  |  | Gasoline
9-703523 | JACK WADA ELECTRIC, INC | 2981 UMI ST | Lihue | HI | 96766 | JACK WADA ELECTIC, INC | 2981 UMI STREET | Lihue | HI | 96766 | R-1 |  | Permanently Out of Use | 1999-04-28 | 1000 | Gasoline
9-702452 | AMERICAN FENCE COMPANY | 2983 AUKELE ST | Lihue | HI | 96766 | AMERICAN FENCE COMPANY |  | Lihue | HI | 96766 | R-1 | 1984-01-01 | Permanently Out of Use | 1991-11-05 | 1000 | Gasoline
9-101923 | WHOLESALE MOTORS, INC. | 2999 N NIMITZ HWY | Honolulu | HI | 96819 | WHOLESALE MOTORS, INC. | 2999 N NIMITZ HWY | Honolulu | HI | 96819 | R-1 | 1971-04-03 | Permanently Out of Use | 1991-09-10 | 1000 | Used Oil
9-601654 | ISLAND SUPPLY | 30 HALEKAUILA | Hilo | HI | 96720 | JOHN TAIRA | 1573 AINAOLA DRIVE | Hilo | HI | 96720 | 1 |  | Permanently Out of Use | 1988-07-31 |  | Gasoline
9-300546 | KAUNAKAKAI CENTRAL OFFICE | 30 KAMEHAMEHA V HWY | Kaunakakai | HI | 96748 | Hawaiian Telcom | P.O. Box 2200 | Kaunakakai | HI | 96748 | M-1 | 1997-04-01 | Currently In Use |  | 600 | Diesel
9-300546 | KAUNAKAKAI CENTRAL OFFICE | 30 KAMEHAMEHA V HWY | Kaunakakai | HI | 96748 | Hawaiian Telcom | P.O. Box 2200 | Kaunakakai | HI | 96748 | R-1 | 1971-05-07 | Permanently Out of Use | 1997-04-07 | 500 | Diesel
9-601140 | DIVACO COOPERATIVE | 30 KUKILA ST | Hilo | HI | 96720 | MS Auto Inc | 30 Kukila st | Hilo | HI | 96720 | R-U-1 | 1974-01-01 | Permanently Out of Use | 1992-12-23 | 4000 | Gasoline
9-601140 | DIVACO COOPERATIVE | 30 KUKILA ST | Hilo | HI | 96720 | MS Auto Inc | 30 Kukila st | Hilo | HI | 96720 | R-S-1 | 1974-01-01 | Permanently Out of Use | 1992-12-23 | 4000 | Gasoline
9-601140 | DIVACO COOPERATIVE | 30 KUKILA ST | Hilo | HI | 96720 | MS Auto Inc | 30 Kukila st | Hilo | HI | 96720 | r-1 | 1993-08-01 | Permanently Out of Use | 2005-02-28 | 6000 | Gasoline
9-601140 | DIVACO COOPERATIVE | 30 KUKILA ST | Hilo | HI | 96720 | MS Auto Inc | 30 Kukila st | Hilo | HI | 96720 | r-2 | 1993-08-01 | Permanently Out of Use | 2005-02-28 | 4000 | Gasoline
9-503832 | Kihei Shell | 30 Manao Kala Place | Kihei | HI | 96753 | ALOHA PETROLEUM, LTD. | 1132 BISHOP STREET, SUITE 1700 | Kihei | HI | 96753 | 1 | 2008-11-01 | Currently in Use |  | 12000 | Gasoline
9-503832 | Kihei Shell | 30 Manao Kala Place | Kihei | HI | 96753 | ALOHA PETROLEUM, LTD. | 1132 BISHOP STREET, SUITE 1700 | Kihei | HI | 96753 | 2B | 2008-11-01 | Currently in Use |  | 4000 | Diesel
9-503832 | Kihei Shell | 30 Manao Kala Place | Kihei | HI | 96753 | ALOHA PETROLEUM, LTD. | 1132 BISHOP STREET, SUITE 1700 | Kihei | HI | 96753 | 2A | 2008-11-01 | Currently in Use |  | 7000 | Gasoline
9-101893 | Advantage Rent-a-Car (PMID 002102) | 300 Rodgers Blvd | Honolulu | HI | 96819 | Advantage Dpco, Inc | c/o JMM Global 2496 Technology Dr. | Honolulu | HI | 96819 | 87 | 1988-07-31 | Temporarily out of Use |  | 10000 | Gasoline
9-101893 | Advantage Rent-a-Car (PMID 002102) | 300 Rodgers Blvd | Honolulu | HI | 96819 | Advantage Rent a Car | 101 N.E. Third Ave, Tower 101 | Honolulu | HI | 96819 | 87 | 1988-07-31 | Temporarily out of Use |  | 10000 | Gasoline
9-101893 | Advantage Rent-a-Car (PMID 002102) | 300 Rodgers Blvd | Honolulu | HI | 96819 | JMM Global | 2496 Technology Drive | Honolulu | HI | 96819 | 87 | 1988-07-31 | Temporarily out of Use |  | 10000 | Gasoline
9-102516 | BUDGET RENT-A-CAR SYSTEMS,INC 2106 (pmiD 002101) | 300 Rodgers Blvd. | Honolulu | HI | 96819 | AVIS RENT A CAR SYSTEM LLC | 6 Sylvan Way Dept 29-C93-36 | Honolulu | HI | 96819 | 1 | 1988-01-01 | Currently in Use |  | 10000 | Gasoline
9-102516 | BUDGET RENT-A-CAR SYSTEMS,INC 2106 (pmiD 002101) | 300 Rodgers Blvd. | Honolulu | HI | 96819 | AVIS RENT A CAR SYSTEM LLC | 6 Sylvan Way Dept 29-C93-36 | Honolulu | HI | 96819 | 87 | 1988-01-01 | Currently in Use |  | 10000 | Gasoline
9-102516 | BUDGET RENT-A-CAR SYSTEMS,INC 2106 (pmiD 002101) | 300 Rodgers Blvd. | Honolulu | HI | 96819 | AVIS RENT A CAR SYSTEM LLC | 6 Sylvan Way Dept 29-C93-36 | Honolulu | HI | 96819 | R-3 | 1988-01-01 | Permanently Out of Use | 1996-05-21 | 550 | Other
9-200841 | KING'S GOSPEL CENTER | 300 WILIKINA DR | Schofield Barracks | HI | 96786 | KING'S GOSPEL CENTER | 300 WILIKINA DR. / P.O. BOX 460 | Schofield Barracks | HI | 96786 | R-1 | 1963-03-20 | Permanently Out of Use | 1991-02-11 | 550 | Gasoline
9-100049 | ALOHA MANOA | 3001 E MANOA RD | Honolulu | HI | 96822 | ALOHA PETROLEUM, LTD. | 1132 Bishop Street, Suite 1700 | Honolulu | HI | 96822 | 89 | 1987-10-31 | Currently In Use |  | 10000 | Gasohol
9-100049 | ALOHA MANOA | 3001 E MANOA RD | Honolulu | HI | 96822 | ALOHA PETROLEUM, LTD. | 1132 Bishop Street, Suite 1700 | Honolulu | HI | 96822 | 92 | 1987-10-31 | Currently In Use |  | 10000 | Gasohol
9-100049 | ALOHA MANOA | 3001 E MANOA RD | Honolulu | HI | 96822 | ALOHA PETROLEUM, LTD. | 1132 Bishop Street, Suite 1700 | Honolulu | HI | 96822 | 87 | 1987-10-31 | Currently In Use |  | 10000 | Gasohol
9-101829 | MOANALUA CENTRAL OFFICE | 3004 MOANALUA RD | Honolulu | HI | 96819 | Hawaiian Telcom | P.O. Box 2200 | Honolulu | HI | 96819 | M-2 | 1994-11-01 | Currently in Use |  | 1000 | Diesel
9-101829 | MOANALUA CENTRAL OFFICE | 3004 MOANALUA RD | Honolulu | HI | 96819 | Hawaiian Telcom | P.O. Box 2200 | Honolulu | HI | 96819 | R-1 | 1972-05-01 | Permanently Out of Use | 1998-05-24 | 285 | Diesel
9-101829 | MOANALUA CENTRAL OFFICE | 3004 MOANALUA RD | Honolulu | HI | 96819 | Hawaiian Telcom | P.O. Box 2200 | Honolulu | HI | 96819 | R-M-2 | 1978-04-07 | Permanently Out of Use | 1994-10-07 | 2000 | Diesel
9-100306 | S & M SAKAMOTO, INC. (PMID 005112) | 3005 UALENA ST | Honolulu | HI | 96819 | S & M SAKAMOTO, INC. | 3005 UALENA ST | Honolulu | HI | 96819 | R-002 |  | Permanently Out of Use | 1989-11-27 | 1000 | Not Listed
9-100306 | S & M SAKAMOTO, INC. (PMID 005112) | 3005 UALENA ST | Honolulu | HI | 96819 | S & M SAKAMOTO, INC. | 3005 UALENA ST | Honolulu | HI | 96819 | R-001 | 1965-04-15 | Permanently Out of Use | 1989-11-27 | 1000 | Gasoline
9-101944 | SHERIDAN ING PARTNERS HAWAII | 3006 UALENA ST | Honolulu | HI | 96813 | RICHARD ING | SHERIDAN ING PARTNERS HAWAII / 130 MERCHANT ST SUITE 1000 | Honolulu | HI | 96813 | R-001 |  | Permanently Out of Use | 1989-12-05 | 1000 | Gasoline
9-701796 | KAUAI AUTOMATED FUELS (KAF) 1 | 3011 AUKELE ST | Lihue | HI | 96766 | KAUAI AUTOMATED FUELS NETWORK | P.O. BOX 86 | Lihue | HI | 96766 | delo 55 | 1985-11-01 | Currently In Use |  | 6000 | Other
9-701796 | KAUAI AUTOMATED FUELS (KAF) 1 | 3011 AUKELE ST | Lihue | HI | 96766 | KAUAI AUTOMATED FUELS NETWORK | P.O. BOX 86 | Lihue | HI | 96766 | dpm 40 | 1985-11-01 | Currently In Use |  | 6000 | Other
9-701796 | KAUAI AUTOMATED FUELS (KAF) 1 | 3011 AUKELE ST | Lihue | HI | 96766 | KAUAI AUTOMATED FUELS NETWORK | P.O. BOX 86 | Lihue | HI | 96766 | aw 68 | 1985-05-09 | Currently In Use |  | 6000 | Other
9-701796 | KAUAI AUTOMATED FUELS (KAF) 1 | 3011 AUKELE ST | Lihue | HI | 96766 | KAUAI AUTOMATED FUELS NETWORK | P.O. BOX 86 | Lihue | HI | 96766 | delo 40 | 1985-05-09 | Currently In Use |  | 6000 | Other
9-701796 | KAUAI AUTOMATED FUELS (KAF) 1 | 3011 AUKELE ST | Lihue | HI | 96766 | KAUAI AUTOMATED FUELS NETWORK | P.O. BOX 86 | Lihue | HI | 96766 | D off road | 1985-11-01 | Currently in Use |  | 10000 | Diesel
9-701796 | KAUAI AUTOMATED FUELS (KAF) 1 | 3011 AUKELE ST | Lihue | HI | 96766 | KAUAI AUTOMATED FUELS NETWORK | P.O. BOX 86 | Lihue | HI | 96766 | 92 | 1985-11-01 | Temporarily out of Use |  | 10000 | Gasoline
9-701796 | KAUAI AUTOMATED FUELS (KAF) 1 | 3011 AUKELE ST | Lihue | HI | 96766 | KAUAI AUTOMATED FUELS NETWORK | P.O. BOX 86 | Lihue | HI | 96766 | on road | 1985-11-01 | Temporarily out of Use |  | 10000 | Diesel
9-701796 | KAUAI AUTOMATED FUELS (KAF) 1 | 3011 AUKELE ST | Lihue | HI | 96766 | KAUAI AUTOMATED FUELS NETWORK | P.O. BOX 86 | Lihue | HI | 96766 | 87 | 1985-11-01 | Currently in Use |  | 10000 | Gasoline
9-701796 | KAUAI AUTOMATED FUELS (KAF) 1 | 3011 AUKELE ST | Lihue | HI | 96766 | KAUAI AUTOMATED FUELS | 3011 Aukele Street | Lihue | HI | 96766 | dpm 40 | 1985-11-01 | Currently In Use |  | 6000 | Other
9-701796 | KAUAI AUTOMATED FUELS (KAF) 1 | 3011 AUKELE ST | Lihue | HI | 96766 | HIE Retail, LLC | 91-325 Komohana Street | Lihue | HI | 96766 | 87 | 1985-11-01 | Currently in Use |  | 10000 | Gasoline
9-701796 | KAUAI AUTOMATED FUELS (KAF) 1 | 3011 AUKELE ST | Lihue | HI | 96766 | HIE Retail, LLC | 91-325 Komohana Street | Lihue | HI | 96766 | delo 55 | 1985-11-01 | Currently In Use |  | 6000 | Other
9-701796 | KAUAI AUTOMATED FUELS (KAF) 1 | 3011 AUKELE ST | Lihue | HI | 96766 | KAUAI AUTOMATED FUELS | 3011 Aukele Street | Lihue | HI | 96766 | 92 | 1985-11-01 | Temporarily out of Use |  | 10000 | Gasoline
9-701796 | KAUAI AUTOMATED FUELS (KAF) 1 | 3011 AUKELE ST | Lihue | HI | 96766 | KAUAI AUTOMATED FUELS | 3011 Aukele Street | Lihue | HI | 96766 | 87 | 1985-11-01 | Currently in Use |  | 10000 | Gasoline
9-701796 | KAUAI AUTOMATED FUELS (KAF) 1 | 3011 AUKELE ST | Lihue | HI | 96766 | KAUAI AUTOMATED FUELS | 3011 Aukele Street | Lihue | HI | 96766 | on road | 1985-11-01 | Temporarily out of Use |  | 10000 | Diesel
9-701796 | KAUAI AUTOMATED FUELS (KAF) 1 | 3011 AUKELE ST | Lihue | HI | 96766 | KAUAI AUTOMATED FUELS | 3011 Aukele Street | Lihue | HI | 96766 | D off road | 1985-11-01 | Currently in Use |  | 10000 | Diesel
9-701796 | KAUAI AUTOMATED FUELS (KAF) 1 | 3011 AUKELE ST | Lihue | HI | 96766 | KAUAI AUTOMATED FUELS | 3011 Aukele Street | Lihue | HI | 96766 | delo 40 | 1985-05-09 | Currently In Use |  | 6000 | Other
9-701796 | KAUAI AUTOMATED FUELS (KAF) 1 | 3011 AUKELE ST | Lihue | HI | 96766 | HIE Retail, LLC | 91-325 Komohana Street | Lihue | HI | 96766 | aw 68 | 1985-05-09 | Currently In Use |  | 6000 | Other
9-701796 | KAUAI AUTOMATED FUELS (KAF) 1 | 3011 AUKELE ST | Lihue | HI | 96766 | HIE Retail, LLC | 91-325 Komohana Street | Lihue | HI | 96766 | delo 40 | 1985-05-09 | Currently In Use |  | 6000 | Other
9-701796 | KAUAI AUTOMATED FUELS (KAF) 1 | 3011 AUKELE ST | Lihue | HI | 96766 | HIE Retail, LLC | 91-325 Komohana Street | Lihue | HI | 96766 | D off road | 1985-11-01 | Currently in Use |  | 10000 | Diesel
9-701796 | KAUAI AUTOMATED FUELS (KAF) 1 | 3011 AUKELE ST | Lihue | HI | 96766 | HIE Retail, LLC | 91-325 Komohana Street | Lihue | HI | 96766 | on road | 1985-11-01 | Temporarily out of Use |  | 10000 | Diesel
9-701796 | KAUAI AUTOMATED FUELS (KAF) 1 | 3011 AUKELE ST | Lihue | HI | 96766 | KAUAI AUTOMATED FUELS | 3011 Aukele Street | Lihue | HI | 96766 | delo 55 | 1985-11-01 | Currently In Use |  | 6000 | Other
9-701796 | KAUAI AUTOMATED FUELS (KAF) 1 | 3011 AUKELE ST | Lihue | HI | 96766 | KAUAI AUTOMATED FUELS | 3011 Aukele Street | Lihue | HI | 96766 | aw 68 | 1985-05-09 | Currently In Use |  | 6000 | Other
9-701796 | KAUAI AUTOMATED FUELS (KAF) 1 | 3011 AUKELE ST | Lihue | HI | 96766 | HIE Retail, LLC | 91-325 Komohana Street | Lihue | HI | 96766 | dpm 40 | 1985-11-01 | Currently In Use |  | 6000 | Other
9-701796 | KAUAI AUTOMATED FUELS (KAF) 1 | 3011 AUKELE ST | Lihue | HI | 96766 | HIE Retail, LLC | 91-325 Komohana Street | Lihue | HI | 96766 | 92 | 1985-11-01 | Temporarily out of Use |  | 10000 | Gasoline
9-100044 | SERAI'S UNION SERVICE L-4922 | 3011 WAIALAE AVE | Honolulu | HI | 96816 | UNOCAL CORPORATION | 3915 Mission Avenue #7416 | Honolulu | HI | 96816 | R-3 | 1962-03-26 | Permanently Out of Use | 1990-03-30 | 4000 | Gasoline
9-100044 | SERAI'S UNION SERVICE L-4922 | 3011 WAIALAE AVE | Honolulu | HI | 96816 | UNOCAL CORPORATION | 3915 Mission Avenue #7416 | Honolulu | HI | 96816 | R-5 | 1990-03-30 | Permanently Out of Use | 1992-05-27 | 550 | Used Oil
9-100044 | SERAI'S UNION SERVICE L-4922 | 3011 WAIALAE AVE | Honolulu | HI | 96816 | UNOCAL CORPORATION | 3915 Mission Avenue #7416 | Honolulu | HI | 96816 | R-1 | 1962-03-26 | Permanently Out of Use | 1992-05-27 | 6000 | Gasoline
9-100044 | SERAI'S UNION SERVICE L-4922 | 3011 WAIALAE AVE | Honolulu | HI | 96816 | UNOCAL CORPORATION | 3915 Mission Avenue #7416 | Honolulu | HI | 96816 | R-4 | 1962-03-26 | Permanently Out of Use | 1990-03-30 | 280 | Used Oil
9-100044 | SERAI'S UNION SERVICE L-4922 | 3011 WAIALAE AVE | Honolulu | HI | 96816 | UNOCAL CORPORATION | 3915 Mission Avenue #7416 | Honolulu | HI | 96816 | R-2 | 1962-03-26 | Permanently Out of Use | 1992-05-27 | 6000 | Gasoline
9-101662 | HONOLULU ROOFING CO. | 3015 KOAPAKA ST | Honolulu | HI | 96819 | HONOLULU ROOFING CO. | 3015 KOAPAKA ST | Honolulu | HI | 96819 | R-2 |  | Permanently Out of Use |  |  | Gasoline
9-101662 | HONOLULU ROOFING CO. | 3015 KOAPAKA ST | Honolulu | HI | 96819 | HONOLULU ROOFING CO. | 3015 KOAPAKA ST | Honolulu | HI | 96819 | R-1 |  | Permanently Out of Use | 1991-08-20 | 2000 | Gasoline
9-101452 | ROYAL HAWAIIAN MOVERS, INC. (pmid 005111) | 3017 UALENA ST | Honolulu | HI | 96819 | ROYAL HAWAIIAN MOVERS, INC. | 3017 UALENA St | Honolulu | HI | 96819 | R-1 | 1961-01-01 | Permanently Out of Use | 1998-12-21 | 2000 | Gasoline
9-700634 | LINDY'S TRANS & REPAIR CENTER | 3018 AUKELE ST | Lihue | HI | 96766 | NA EA PARTNERSHIP | 3018 AUKELE ST | Lihue | HI | 96766 | r-2 | 1981-03-31 | Permanently Out of Use | 1994-03-25 | 2000 | Gasoline
9-700634 | LINDY'S TRANS & REPAIR CENTER | 3018 AUKELE ST | Lihue | HI | 96766 | NA EA PARTNERSHIP | 3018 AUKELE ST | Lihue | HI | 96766 | r-1 | 1981-03-31 | Permanently Out of Use | 1994-03-25 | 5000 | Gasoline
9-103737 | FORMER BOB'S BOAT CITY | 303 KALIHI ST | Honolulu | HI | 96818 | MRS. JUDY HILL | C/O ANGELES FERNANDEZ 1314 KALAKAUA AVE | Honolulu | HI | 96818 | R-1 |  | Permanently Out of Use | 2002-03-18 | 1000 | Gasoline
9-101454 | BERGER'S AUTOHAUS, INC. | 3030 WAIALAE AVE | Honolulu | HI | 96816 | BERGER'S AUTOHAUS, INC. | 3030 WAIALAE AVENUE | Honolulu | HI | 96816 | R-1 | 1983-05-08 | Permanently Out of Use | 1995-05-13 | 500 | Used Oil
9-701413 | KUHIO MOTORS, INC. | 3033 AUKELE ST | Lihue | HI | 96766 | KUHIO MOTORS, INC. | 3033 AUKELE St | Lihue | HI | 96766 | R-1 | 1985-04-30 | Permanently Out of Use | 1998-10-25 | 500 | Used Oil
9-102021 | AIRPORT USED CAR RENTAL INC. | 3033 N NIMITZ HWY | Honolulu | HI | 96819 | INDUSTRIAL INVESTORS | 84 N KING ST | Honolulu | HI | 96819 | R-02 | 1963-07-01 | Permanently Out of Use | 1990-09-04 | 6000 | Gasoline
9-102021 | AIRPORT USED CAR RENTAL INC. | 3033 N NIMITZ HWY | Honolulu | HI | 96819 | INDUSTRIAL INVESTORS | 84 N KING ST | Honolulu | HI | 96819 | R-01 | 1963-07-01 | Permanently Out of Use | 1990-09-04 | 5000 | Gasoline
9-102021 | AIRPORT USED CAR RENTAL INC. | 3033 N NIMITZ HWY | Honolulu | HI | 96819 | INDUSTRIAL INVESTORS | 84 N KING ST | Honolulu | HI | 96819 | R-03 | 1963-07-01 | Permanently Out of Use | 1990-09-04 | 250 | Used Oil
9-103834 | Frederick Fong M.D. | 3034 and 3036 Waialae Ave | Honolulu | HI | 96813 | F and F Land Corporation | The Queen's Physican Office Building 1380 Lusitana Street, Suite 514 | Honolulu | HI | 96813 | r-1 |  | Permanently out of Use | 2007-06-18 | 2000 | Unknown
9-103834 | Frederick Fong M.D. | 3034 and 3036 Waialae Ave | Honolulu | HI | 96813 | F and F Land Corporation | The Queen's Physican Office Building 1380 Lusitana Street, Suite 514 | Honolulu | HI | 96813 | r-2 |  | Permanently out of Use | 2007-06-18 | 2000 | Unknown
9-101905 | DANA LABELS COMPANY | 3035 WAIALAE AVE | Honolulu | HI | 96816 | DANA LABELS | 3035 WAIALAE AVE | Honolulu | HI | 96816 | R-001 |  | Permanently Out of Use | 1989-12-13 | 500 | Diesel
9-100346 | THRIFTY RENT- A-CAR (PMID 005110) | 3039 UALENA ST | Honolulu | HI | 96819 | K. PACIFIC | THIRFTY R.A.C / 3039 UALENA ST | Honolulu | HI | 96819 | R-2 | 1971-03-13 | Permanently Out of Use | 1993-11-17 | 4000 | Gasoline
9-100346 | THRIFTY RENT- A-CAR (PMID 005110) | 3039 UALENA ST | Honolulu | HI | 96819 | K. PACIFIC | THIRFTY R.A.C / 3039 UALENA ST | Honolulu | HI | 96819 | R-1 | 1971-03-13 | Permanently Out of Use | 1993-11-17 | 4000 | Gasoline
9-100346 | THRIFTY RENT- A-CAR (PMID 005110) | 3039 UALENA ST | Honolulu | HI | 96819 | K. PACIFIC | THIRFTY R.A.C / 3039 UALENA ST | Honolulu | HI | 96819 | R-3 | 1971-03-13 | Permanently Out of Use | 1993-11-17 | 4000 | Diesel
9-100048 | STAN'S UNION SERVICE L-6352 | 3045 MONSARRAT AVE | Honolulu | HI | 96815 | UNOCAL CORPORATION | 3915 Mission Avenue #7416 | Honolulu | HI | 96815 | R-1 | 1972-03-26 | Permanently Out of Use |  | 10000 | Gasoline
9-100048 | STAN'S UNION SERVICE L-6352 | 3045 MONSARRAT AVE | Honolulu | HI | 96815 | UNOCAL CORPORATION | 3915 Mission Avenue #7416 | Honolulu | HI | 96815 | R-2 | 1972-03-26 | Permanently Out of Use |  | 10000 | Gasoline
9-100048 | STAN'S UNION SERVICE L-6352 | 3045 MONSARRAT AVE | Honolulu | HI | 96815 | UNOCAL CORPORATION | 3915 Mission Avenue #7416 | Honolulu | HI | 96815 | R-3 | 1972-03-26 | Permanently Out of Use |  | 550 | Used Oil
9-103709 | PACIFIC INVESTORS PROPRTY MANAGEMENT, INC | 3047 KOAPAKA ST | Honolulu | HI | 96817 | PACIFIC INVESTORS PROPERTY MANAGEMENT, INC | 550 PAIEA ST, SUITE 215 | Honolulu | HI | 96817 | R-1 |  | Permanently Out of Use | 1989-08-01 |  | Not Listed
9-101273 | ROGER'S CHEVRON | 3048 WAIALAE AVE | Honolulu | HI | 96816 | CHEVRON PRODUCTS COMPANY | 91-480 MALAKOLE ST. | Honolulu | HI | 96816 | r-87 | 1982-04-18 | Permanently out of Use | 2007-07-01 | 10000 | Gasoline
9-101273 | ROGER'S CHEVRON | 3048 WAIALAE AVE | Honolulu | HI | 96816 | CHEVRON PRODUCTS COMPANY | 91-480 MALAKOLE ST. | Honolulu | HI | 96816 | r-4 | 1982-04-18 | Permanently out of Use | 2007-07-01 | 1000 | Used Oil
9-101273 | ROGER'S CHEVRON | 3048 WAIALAE AVE | Honolulu | HI | 96816 | CHEVRON PRODUCTS COMPANY | 91-480 MALAKOLE ST. | Honolulu | HI | 96816 | r-92 | 1982-04-18 | Permanently out of Use | 2007-07-01 | 10000 | Gasoline
9-101273 | ROGER'S CHEVRON | 3048 WAIALAE AVE | Honolulu | HI | 96816 | CHEVRON PRODUCTS COMPANY | 91-480 MALAKOLE ST. | Honolulu | HI | 96816 | r-89 | 1982-04-18 | Permanently out of Use | 2007-07-01 | 10000 | Gasoline
9-103386 | MIDAS MUFFLER KAIMUKI | 3051 WAIALAE AVE | Honolulu | HI | 96816 | MIDAS MUFFLER | 98-1234 KAAHUMANU ST | Honolulu | HI | 96816 | R-1 |  | Permanently Out of Use | 1999-11-30 | 550 | Used Oil
9-101716 | ALAMO RENT-A-CAR, INC. | 3055 N NIMITZ HWY | Honolulu | HI | 96819 | EAN Holdings, LLC | 544 Ohohia Street | Honolulu | HI | 96819 | r-87 | 1989-10-19 | Permanently out of Use | 2012-07-12 | 10000 | Gasoline
9-101716 | ALAMO RENT-A-CAR, INC. | 3055 N NIMITZ HWY | Honolulu | HI | 96819 | EAN Holdings, LLC | 544 Ohohia Street | Honolulu | HI | 96819 | R-001 |  | Permanently Out of Use | 1989-07-01 | 10000 | Gasoline
9-700438 | KAUAI BEVERAGE & ICE CREAM CO. | 3056 AUKELE ST | Lihue | HI | 96766 | KAUAI BEVERAGE & ICE CREAM CO. | 3056 AUKELE ST | Lihue | HI | 96766 | R-1 | 1986-01-01 | Permanently Out of Use | 1997-03-15 | 500 | Diesel
9-700438 | KAUAI BEVERAGE & ICE CREAM CO. | 3056 AUKELE ST | Lihue | HI | 96766 | KAUAI BEVERAGE & ICE CREAM CO. | 3056 AUKELE ST | Lihue | HI | 96766 | R-2 | 1986-01-01 | Permanently Out of Use | 1997-03-15 | 800 | Gasoline
9-101730 | OAHU CONSTRUCTION CO., LTD. (pmid 005108) | 3059 UALENA ST | Honolulu | HI | 96819 | OAHU CONSTRUCTION CO., LTD. | 3059 UALENA St | Honolulu | HI | 96819 | R-001 |  | Permanently Out of Use | 1989-09-21 | 1000 | Gasoline
9-101730 | OAHU CONSTRUCTION CO., LTD. (pmid 005108) | 3059 UALENA ST | Honolulu | HI | 96819 | OAHU CONSTRUCTION CO., LTD. | 3059 UALENA St | Honolulu | HI | 96819 | R-01 |  | Permanently Out of Use | 1974-01-01 | 1000 | Gasoline
9-103795 | Kee - Thema Inc | 3060 Kapiolani Blvd | Honolulu | HI | 96814 | Kee-Thelma Inc | 909 Hauoli Street | Honolulu | HI | 96814 | r-1 |  | Permanently Out of Use | 2005-04-25 | 6500 | Gasoline
9-701067 | LIHUE POLICE STATION | 3060 UMI ST | Lihue | HI | 96766 | KAUAI COUNTY - DEPT OF PUBLIC WORKS | 444 RICE ST. , STE 275 MAIKEHA BLDG | Lihue | HI | 96766 | R-1 | 1975-05-08 | Permanently Out of Use | 1998-11-12 | 5000 | Gasoline
9-701067 | LIHUE POLICE STATION | 3060 UMI ST | Lihue | HI | 96766 | KAUAI COUNTY - DEPT OF PUBLIC WORKS | 444 RICE ST. , STE 275 MAIKEHA BLDG | Lihue | HI | 96766 | R-2 | 1953-05-07 | Permanently Out of Use | 1998-11-12 | 1000 | Gasoline
9-701075 | LIHUE INDUSTRIAL PARK PUMP STATION | 3070 PELEKE ST | Lihue | HI | 96766 | KAUAI COUNTY - DEPT OF PUBLIC WORKS | 444 RICE ST. , STE 275 MAIKEHA BLDG | Lihue | HI | 96766 | R-138028 | 1981-06-06 | Permanently Out of Use | 1998-10-19 | 550 | Diesel
9-103319 | UNITED AIRLINES CARGO FACILITY (PMID 001101) | 3071 AOLELE ST | Honolulu | HI | 96819 | STATE DOT - AIRPORTS DIVISION |  | Honolulu | HI | 96819 | R-A |  | Permanently Out of Use | 1997-11-19 | 625 | Diesel
9-100267 | AIRPORT GROUP INTERNATIONAL INC (PMID001109) | 3071 AOLELE ST | Honolulu | HI | 96819 | LOCKHEED AIR TERMINAL, INC. | 3071 AOLELE ST | Honolulu | HI | 96819 | R-1 | 1964-05-08 | Permanently Out of Use | 1997-10-30 | 8000 | Gasoline
9-103319 | UNITED AIRLINES CARGO FACILITY (PMID 001101) | 3071 AOLELE ST | Honolulu | HI | 96819 | STATE DOT - AIRPORTS DIVISION |  | Honolulu | HI | 96819 | R-2 |  | Permanently Out of Use | 1997-10-25 | 5000 | Other
9-103319 | UNITED AIRLINES CARGO FACILITY (PMID 001101) | 3071 AOLELE ST | Honolulu | HI | 96819 | STATE DOT - AIRPORTS DIVISION |  | Honolulu | HI | 96819 | R-B |  | Permanently Out of Use | 1997-11-19 | 625 | Diesel
9-103319 | UNITED AIRLINES CARGO FACILITY (PMID 001101) | 3071 AOLELE ST | Honolulu | HI | 96819 | STATE DOT - AIRPORTS DIVISION |  | Honolulu | HI | 96819 | R-1 |  | Permanently Out of Use | 1997-10-27 | 5000 | Other
9-700686 | R. ELECTRIC, INC. | 3071 PELEKE ST | Lihue | HI | 96766 | R. ELECTRIC, INC. | 3071 PELEKE ST | Lihue | HI | 96766 | R-2 | 1982-05-14 | Permanently Out of Use | 1994-03-01 | 4000 | Gasoline
9-700686 | R. ELECTRIC, INC. | 3071 PELEKE ST | Lihue | HI | 96766 | R. ELECTRIC, INC. | 3071 PELEKE ST | Lihue | HI | 96766 | R-1 | 1982-05-14 | Permanently Out of Use | 1994-03-01 | 4000 | Diesel
9-100314 | ST LOUIS SHELL INC | 3075 WAIALAE AVE | Honolulu | HI | 96816 | ALOHA PETROLEUM, LTD. | 1132 BISHOP STREET, SUITE 1700 | Honolulu | HI | 96816 | R-3 | 1979-04-19 | Permanently Out of Use | 1994-02-07 | 8000 | Gasoline
9-100314 | ST LOUIS SHELL INC | 3075 WAIALAE AVE | Honolulu | HI | 96816 | ALOHA PETROLEUM, LTD. | 1132 BISHOP STREET, SUITE 1700 | Honolulu | HI | 96816 | R-1 | 1976-08-18 | Permanently Out of Use | 1994-02-07 | 6000 | Gasoline
9-100314 | ST LOUIS SHELL INC | 3075 WAIALAE AVE | Honolulu | HI | 96816 | ALOHA PETROLEUM, LTD. | 1132 BISHOP STREET, SUITE 1700 | Honolulu | HI | 96816 | 87 | 1994-03-16 | Currently In Use |  | 12000 | Gasoline
9-100314 | ST LOUIS SHELL INC | 3075 WAIALAE AVE | Honolulu | HI | 96816 | ALOHA PETROLEUM, LTD. | 1132 BISHOP STREET, SUITE 1700 | Honolulu | HI | 96816 | R-2 | 1979-04-19 | Permanently Out of Use | 1994-02-07 | 8000 | Gasoline
9-100314 | ST LOUIS SHELL INC | 3075 WAIALAE AVE | Honolulu | HI | 96816 | ALOHA PETROLEUM, LTD. | 1132 BISHOP STREET, SUITE 1700 | Honolulu | HI | 96816 | 92 | 1994-03-16 | Currently In Use |  | 12000 | Gasoline
9-100314 | ST LOUIS SHELL INC | 3075 WAIALAE AVE | Honolulu | HI | 96816 | ALOHA PETROLEUM, LTD. | 1132 BISHOP STREET, SUITE 1700 | Honolulu | HI | 96816 | 3 | 1994-03-16 | Currently In Use |  | 550 | Used Oil
9-100314 | ST LOUIS SHELL INC | 3075 WAIALAE AVE | Honolulu | HI | 96816 | ALOHA PETROLEUM, LTD. | 1132 BISHOP STREET, SUITE 1700 | Honolulu | HI | 96816 | R-4 | 1979-04-19 | Permanently Out of Use | 1994-02-07 | 550 | Used Oil
9-702469 | National Car Rental | 3077 AUKELE ST | Lihue | HI | 96766 | WATUMULL PROPERTIES |  | Lihue | HI | 96766 | R-1 | 1986-03-15 | Permanently Out of Use | 2003-03-25 | 10000 | Gasoline
9-101449 | CLARKLIFT PACIFIC - E.M. ENTERPR (PMID 005106) - aka "The Tennis Factory" | 3077 UALENA ST | Honolulu | HI | 96819 | STATE DOT - AIRPORTS DIVISION |  | Honolulu | HI | 96819 | R-2 | 1983-03-21 | Permanently Out of Use | 1999-01-08 | 2000 | Gasoline
9-101449 | CLARKLIFT PACIFIC - E.M. ENTERPR (PMID 005106) - aka "The Tennis Factory" | 3077 UALENA ST | Honolulu | HI | 96819 | STATE DOT - AIRPORTS DIVISION |  | Honolulu | HI | 96819 | R-1 | 1983-03-21 | Permanently Out of Use | 1999-01-08 | 2000 | Diesel
9-101449 | CLARKLIFT PACIFIC - E.M. ENTERPR (PMID 005106) - aka "The Tennis Factory" | 3077 UALENA ST | Honolulu | HI | 96819 | STATE DOT - AIRPORTS DIVISION |  | Honolulu | HI | 96819 | R-3 |  | Permanently Out of Use | 1999-01-08 | 1000 | Used Oil
9-702608 | HALE PUMEHANA, INC | 3083 AKAHI ST | Lihue | HI | 96766 | HALE PUMEHANA, INC | 3083 AKAHI ST | Lihue | HI | 96766 | 1 | 1964-11-25 | Permanently Out of Use |  | 500 | Diesel
9-103828 | Halsey Terrace Family Housing | 3090 Hampton Circle | Honolulu | HI | 96818 | US Navy - Commander Navy Region Hawaii | 850 Ticonderoga St, Ste 110 | Honolulu | HI | 96818 | r-1 |  | Permanently out of Use | 2007-02-16 | 750 | Diesel
9-502682 | HAWAIIAN RENTAL | 310 ALAMAHA ST | Kahului | HI | 96732 | KURISU & FERGUS | 1000 BISHOP ST, SUITE 310 | Kahului | HI | 96732 | R-2 |  | Permanently Out of Use | 1992-08-12 | 1000 | Other
9-502682 | HAWAIIAN RENTAL | 310 ALAMAHA ST | Kahului | HI | 96732 | KURISU & FERGUS | 1000 BISHOP ST, SUITE 310 | Kahului | HI | 96732 | R-1 |  | Permanently Out of Use | 1992-08-10 | 750 | Other
9-502687 | MAUI COMMUNITY COLLEGE | 310 KAAHUMANU AVE | Kahului | HI | 96732 | STATE U.H. - MAUI COMMUNITY COLLEGE | 310 KAAHUMANU AVE | Kahului | HI | 96732 | R-1 | 1980-06-30 | Permanently Out of Use | 1998-11-19 | 300 | Used Oil
9-502687 | MAUI COMMUNITY COLLEGE | 310 KAAHUMANU AVE | Kahului | HI | 96732 | STATE U.H. - MAUI COMMUNITY COLLEGE | 310 KAAHUMANU AVE | Kahului | HI | 96732 | R-2 |  | Permanently Out of Use | 1998-06-09 | 750 | Gasoline
9-601322 | Hawaii County KAUMANA FIRE STATION | 310 KAUMANA DR | Hilo | HI | 96720 | COUNTY OF HAWAII - FIRE DEPT | 466 KINOOLE ST | Hilo | HI | 96720 | R-1 | 1969-05-12 | Permanently Out of Use | 1980-01-31 | 290 | Gasoline
9-100253 | INTERNATIONAL INFLIGHT CATERING (PMID 004104) | 310 RODGERS BLVD | Honolulu | HI | 96819 | INTERNATIONAL INFLIGHT CATERING | 310 RODGERS BLVD | Honolulu | HI | 96819 | R-1A | 1989-10-02 | Permanently Out of Use | 1998-06-29 | 1000 | Gasoline
9-100253 | INTERNATIONAL INFLIGHT CATERING (PMID 004104) | 310 RODGERS BLVD | Honolulu | HI | 96819 | INTERNATIONAL INFLIGHT CATERING | 310 RODGERS BLVD | Honolulu | HI | 96819 | R-1 | 1972-04-15 | Permanently Out of Use | 1989-09-30 | 1000 | Gasoline
9-500544 | KAHULUI CENTRAL OFFICE | 310 S PUUNENE AVE | Kahului | HI | 96732 | Hawaiian Telcom | P.O. Box 2200 | Kahului | HI | 96732 | M-1 | 1991-11-01 | Currently In Use |  | 550 | Diesel
9-500544 | KAHULUI CENTRAL OFFICE | 310 S PUUNENE AVE | Kahului | HI | 96732 | Hawaiian Telcom | P.O. Box 2200 | Kahului | HI | 96732 | R-1 | 1967-05-08 | Permanently Out of Use | 1991-10-10 | 310 | Diesel
9-100001 | PRECAST INC | 3103 N NIMITZ HWY | Honolulu | HI | 96819 | UNOCAL CORPORATION | 3915 Mission Avenue #7416 | Honolulu | HI | 96819 | R-1 | 1973-08-29 | Permanently Out of Use | 1990-07-05 | 2000 | Gasoline
9-101191 | 7-11 SECOND AVENUE | 3105 WAIALAE AVE | Honolulu | HI | 96816 | ALOHA PETROLEUM, LTD. | 1132 BISHOP STREET, SUITE 1700 | Honolulu | HI | 96816 | r-89 | 1978-04-04 | Permanently out of Use | 2009-07-06 | 10000 | Gasoline
9-101191 | 7-11 SECOND AVENUE | 3105 WAIALAE AVE | Honolulu | HI | 96816 | ALOHA PETROLEUM, LTD. | 1132 BISHOP STREET, SUITE 1700 | Honolulu | HI | 96816 | r-92 | 1978-04-04 | Permanently out of Use | 2009-07-06 | 10000 | Gasoline
9-101191 | 7-11 SECOND AVENUE | 3105 WAIALAE AVE | Honolulu | HI | 96816 | ALOHA PETROLEUM, LTD. | 1132 BISHOP STREET, SUITE 1700 | Honolulu | HI | 96816 | r-87 | 1978-04-04 | Permanently out of Use | 2009-07-06 | 10000 | Gasoline
9-100850 | BREWER CHEMICAL CORPORATION | 311 PACIFIC ST | Honolulu | HI | 96817 | BREWER ENVIRONMENTAL INDUSTRIES | 311 B PACIFIC ST | Honolulu | HI | 96817 | R-1 | 1968-12-29 | Permanently Out of Use | 1988-12-19 | 1500 | Diesel
9-100850 | BREWER CHEMICAL CORPORATION | 311 PACIFIC ST | Honolulu | HI | 96817 | BREWER ENVIRONMENTAL INDUSTRIES | 311 B PACIFIC ST | Honolulu | HI | 96817 | R-2 | 1980-12-29 | Permanently Out of Use | 1988-12-19 | 2000 | Gasoline
9-702438 | THRIFTY CAR RENTAL | 3120 OIHANA ST | Lihue | HI | 96766 | DTG Operations Inc DBA THRIFTY CAR RENTAL | 3120 Oihana Street | Lihue | HI | 96766 | r-87 | 1990-08-31 | Permanently out of Use | 2010-05-11 | 5000 | Diesel
9-702438 | THRIFTY CAR RENTAL | 3120 OIHANA ST | Lihue | HI | 96766 | DTG Operations Inc DBA THRIFTY CAR RENTAL | 3120 Oihana Street | Lihue | HI | 96766 | r-87 | 1990-08-31 | Permanently out of Use | 2010-05-11 | 10000 | Gasoline
9-101482 | DELTA AIRLINES INC. (PMID 001119) | 3121 AOLELE ST | Honolulu | HI | 96819 | DELTA AIRLINES, INC. - HNL | DEPT 594, TOC - 1 / HARTSFIELD INTERNATIONAL AIRPORT | Honolulu | HI | 96819 | R-2 | 1977-02-25 | Permanently Out of Use | 1998-05-13 | 10000 | Gasoline
9-101482 | DELTA AIRLINES INC. (PMID 001119) | 3121 AOLELE ST | Honolulu | HI | 96819 | DELTA AIRLINES, INC. - HNL | DEPT 594, TOC - 1 / HARTSFIELD INTERNATIONAL AIRPORT | Honolulu | HI | 96819 | R-1 | 1977-02-25 | Permanently Out of Use | 1998-05-13 | 10000 | Diesel
9-702954 | KAUAI REFRIGERATION SERVICE | 3123 OIHANA ST | Lihue | HI | 96766 | NII'S PROPERTIES | 4371 RICE STREET | Lihue | HI | 96766 | R-2 |  | Permanently Out of Use | 1994-09-08 | 500 | Diesel
9-702954 | KAUAI REFRIGERATION SERVICE | 3123 OIHANA ST | Lihue | HI | 96766 | NII'S PROPERTIES | 4371 RICE STREET | Lihue | HI | 96766 | R-1 |  | Permanently Out of Use | 1994-09-08 | 500 | Gasoline
9-101486 | LUFTHANSA SERVICE SKY CHEFS (PMID 005105) | 3129 UALENA ST | Honolulu | HI | 96819 | LSG LUFTHANSA SERVICE SKY CHEFS | 110 POHAKULANA PLACE | Honolulu | HI | 96819 | R-1 | 1972-03-27 | Permanently Out of Use | 1997-03-31 | 1000 | Diesel
9-500401 | SNOW WHITE LINEN | 312-H ALAMAHA ST | Kahului | HI | 96732 | SNOW WHITE LINEN | 210 C PUUHALE RD | Kahului | HI | 96732 | R-2 | 1983-03-25 | Permanently Out of Use | 1997-09-16 | 1000 | Diesel
9-500401 | SNOW WHITE LINEN | 312-H ALAMAHA ST | Kahului | HI | 96732 | SNOW WHITE LINEN | 210 C PUUHALE RD | Kahului | HI | 96732 | R-1 | 1983-03-25 | Permanently Out of Use | 1997-09-16 | 1000 | Diesel
9-700624 | DOLLAR RENT-A-CAR | 3131 KUHIO AVE | Lihue | HI | 96766 | 300 CORPORATION | 445 SEASIDE AVE, SUITE 3 | Lihue | HI | 96766 | R-2 | 1961-05-05 | Permanently Out of Use | 1992-03-30 | 5000 | Gasoline
9-700624 | DOLLAR RENT-A-CAR | 3131 KUHIO AVE | Lihue | HI | 96766 | 300 CORPORATION | 445 SEASIDE AVE, SUITE 3 | Lihue | HI | 96766 | R-3 | 1961-05-05 | Permanently Out of Use | 1992-03-30 | 6000 | Gasoline
9-700624 | DOLLAR RENT-A-CAR | 3131 KUHIO AVE | Lihue | HI | 96766 | 300 CORPORATION | 445 SEASIDE AVE, SUITE 3 | Lihue | HI | 96766 | R-1 | 1961-05-05 | Permanently Out of Use | 1992-03-30 | 5000 | Gasoline
9-200159 | ABE LAUNDRY & DRY CLEANING | 314 KUULEI RD | Kailua | HI | 96734 | ABE LAUNDRY & DRY CLEANING | 314 KUULEI RD | Kailua | HI | 96734 | R-005 | 1948-03-25 | Permanently Out of Use |  | 500 | Other
9-200159 | ABE LAUNDRY & DRY CLEANING | 314 KUULEI RD | Kailua | HI | 96734 | ABE LAUNDRY & DRY CLEANING | 314 KUULEI RD | Kailua | HI | 96734 | R-001 | 1948-03-25 | Permanently Out of Use |  | 250 | Diesel
9-200159 | ABE LAUNDRY & DRY CLEANING | 314 KUULEI RD | Kailua | HI | 96734 | ABE LAUNDRY & DRY CLEANING | 314 KUULEI RD | Kailua | HI | 96734 | R-004 | 1948-03-25 | Permanently Out of Use |  | 500 | Other
9-200159 | ABE LAUNDRY & DRY CLEANING | 314 KUULEI RD | Kailua | HI | 96734 | ABE LAUNDRY & DRY CLEANING | 314 KUULEI RD | Kailua | HI | 96734 | R-003 | 1948-03-25 | Permanently Out of Use |  | 250 | Diesel
9-200159 | ABE LAUNDRY & DRY CLEANING | 314 KUULEI RD | Kailua | HI | 96734 | ABE LAUNDRY & DRY CLEANING | 314 KUULEI RD | Kailua | HI | 96734 | R-002 | 1948-03-25 | Permanently Out of Use |  | 250 | Diesel
9-700616 | COCA-COLA BOTTLING CO KAUAI | 3140 OIHANA ST | Lihue | HI | 96766 | COCA-COLA BOTTLING CO. OF KAUAI | 3140 OIHANA ST | Lihue | HI | 96766 | R-001 | 1968-04-28 | Permanently Out of Use | 1988-12-19 | 1000 | Gasoline
9-100309 | CHAMINADE University | 3140 WAIALAE AVE | Honolulu | HI | 96816 | ST. LOUIS-CHAMINADE ED. CENTER | 3140 WAIALAE AVE | Honolulu | HI | 96816 | R-004 |  | Permanently Out of Use | 1988-12-05 | 4000 | Diesel
9-100309 | CHAMINADE University | 3140 WAIALAE AVE | Honolulu | HI | 96816 | ST. LOUIS-CHAMINADE ED. CENTER | 3140 WAIALAE AVE | Honolulu | HI | 96816 | R-002 | 1946-04-01 | Permanently Out of Use | 1989-12-05 | 500 | Gasoline
9-100309 | CHAMINADE University | 3140 WAIALAE AVE | Honolulu | HI | 96816 | ST. LOUIS-CHAMINADE ED. CENTER | 3140 WAIALAE AVE | Honolulu | HI | 96816 | R-003 | 1946-04-01 | Permanently Out of Use | 1989-12-05 | 1500 | Diesel
9-100309 | CHAMINADE University | 3140 WAIALAE AVE | Honolulu | HI | 96816 | ST. LOUIS-CHAMINADE ED. CENTER | 3140 WAIALAE AVE | Honolulu | HI | 96816 | R-001 | 1946-04-01 | Permanently Out of Use | 1989-12-05 | 250 | Gasoline
9-700445 | UP-TO-DATE CLEANERS KAUAI, INC. | 3145 AKAU RD | Koloa | HI | 96756 | UP-TO-DATE CLEANERS KAUAI, INC. | 3145 AKAU RD | Koloa | HI | 96756 | R-1 | 1983-07-01 | Permanently Out of Use | 1997-08-27 | 5000 | Diesel
9-700445 | UP-TO-DATE CLEANERS KAUAI, INC. | 3145 AKAU RD | Koloa | HI | 96756 | UP-TO-DATE CLEANERS KAUAI, INC. | 3145 AKAU RD | Koloa | HI | 96756 | R-2 | 1983-07-01 | Permanently Out of Use | 1997-08-27 | 3000 | Gasoline
9-701386 | KUHIO MOTORS | 315 OIHANA ST | Lihue | HI | 96766 | KUHIO MOTORS, INC. | 3033 AUKELE St | Lihue | HI | 96766 | 2 | 1973-04-17 | Permanently Out of Use |  | 600 | Used Oil
9-701386 | KUHIO MOTORS | 315 OIHANA ST | Lihue | HI | 96766 | KUHIO MOTORS, INC. | 3033 AUKELE St | Lihue | HI | 96766 | R-1 | 1984-04-17 | Permanently Out of Use | 1995-07-01 | 10000 | Gasoline
9-701643 | PARADISE SERVICE | 3155 KUHIO HWY | Lihue | HI | 96766 | Mid Pac Petroleum LLC | 1100 Alakea St., 8th Floor | Lihue | HI | 96766 | R-3 |  | Permanently Out of Use | 1999-01-15 | 250 | Used Oil
9-701643 | PARADISE SERVICE | 3155 KUHIO HWY | Lihue | HI | 96766 | Mid Pac Petroleum LLC | 1100 Alakea St., 8th Floor | Lihue | HI | 96766 | d#2 | 1999-03-01 | Currently In Use |  | 3000 | Diesel
9-701643 | PARADISE SERVICE | 3155 KUHIO HWY | Lihue | HI | 96766 | Mid Pac Petroleum LLC | 1100 Alakea St., 8th Floor | Lihue | HI | 96766 | 87 | 1999-03-01 | Currently In Use |  | 7000 | Gasoline
9-701643 | PARADISE SERVICE | 3155 KUHIO HWY | Lihue | HI | 96766 | Mid Pac Petroleum LLC | 1100 Alakea St., 8th Floor | Lihue | HI | 96766 | R-1 |  | Permanently Out of Use | 1999-01-15 | 4000 | Gasoline
9-701643 | PARADISE SERVICE | 3155 KUHIO HWY | Lihue | HI | 96766 | Mid Pac Petroleum LLC | 1100 Alakea St., 8th Floor | Lihue | HI | 96766 | R-2 |  | Permanently Out of Use | 1999-01-19 | 4000 | Gasoline
9-701643 | PARADISE SERVICE | 3155 KUHIO HWY | Lihue | HI | 96766 | Mid Pac Petroleum LLC | 1100 Alakea St., 8th Floor | Lihue | HI | 96766 | 92 | 1999-03-01 | Currently In Use |  | 4000 | Gasoline
9-703000 | AMFAC INC (VOLKSWAGON KAUAI) | 3156 OIHANA ST | Lihue | HI | 96766 | HARRY & JEANETTE WEINBERG FOUNDATION | 3660 WAIALAE AVE, SUITE 400 | Lihue | HI | 96766 | r-1 |  | Permanently out of Use | 1996-12-01 |  | Not Listed
9-101911 | SHERIDAN ING PARTNERS HAWAII | 3165 N NIMITZ HWY | Honolulu | HI | 96813 | RICHARD ING | SHERIDAN ING PARTNERS HAWAII / 130 MERCHANT ST SUITE 1000 | Honolulu | HI | 96813 | R-001 |  | Permanently Out of Use | 1989-12-04 | 1000 | Gasoline
9-700439 | KAUAI BEVERAGES & ICE CREAM CO. | 3166 OIHANA ST | Lihue | HI | 96766 | KAUAI BEVERAGE & ICE CREAM CO. | 3056 AUKELE ST | Lihue | HI | 96766 | R-1 | 1970-06-01 | Permanently Out of Use | 1997-03-18 | 500 | Gasoline
9-701900 | BORTHWICK KAUAI MORTUARY | 3168 POIPU RD | Koloa | HI | 96756 | BORTHWICK KAUAI MORTUARY | 3168 POIPU RD | Koloa | HI | 96756 | 1 |  | Permanently Out of Use |  | 500 | Gasoline
9-101487 | INDUSTRIAL WELDING, INC. (PMID 005104) | 3169 UALENA ST | Honolulu | HI | 96819 | INDUSTRIAL WELDING, INC. | 3169 UALENA St | Honolulu | HI | 96819 | R-1 | 1965-01-31 | Permanently Out of Use | 1998-12-19 | 6000 | Gasoline
9-101487 | INDUSTRIAL WELDING, INC. (PMID 005104) | 3169 UALENA ST | Honolulu | HI | 96819 | INDUSTRIAL WELDING, INC. | 3169 UALENA St | Honolulu | HI | 96819 | R-2 | 1965-01-31 | Permanently Out of Use | 1998-12-19 | 3000 | Diesel
9-701293 | TIP TOP CAFE & BAKERY, INC. | 3173 AKAHI ST | Lihue | HI | 96766 | TIP TOP CAFE & BAKERY, INC. | 3173 AKAHI ST | Lihue | HI | 96766 | R-1 | 1965-05-17 | Permanently Out of Use | 1991-06-01 | 500 | Gasoline
9-701293 | TIP TOP CAFE & BAKERY, INC. | 3173 AKAHI ST | Lihue | HI | 96766 | TIP TOP CAFE & BAKERY, INC. | 3173 AKAHI ST | Lihue | HI | 96766 | R-2 | 1965-05-17 | Permanently Out of Use | 1992-02-01 | 1000 | Diesel
9-700630 | RESIDENCE OF K. & F. SASAKI | 3175 ELUA ST | Lihue | HI | 96766 | SASAKI HONTEN | (A GENERAL PARTNERSHIP) / 3088 B AKAHI ST. SUITE 201 | Lihue | HI | 96766 | 001 | 1946-02-25 | Permanently Out of Use |  | 550 | Gasoline
9-701555 | LIHUE SHELL | 3178 KUHIO HWY | Lihue | HI | 96766 | ALOHA PETROLEUM, LTD. | 1132 BISHOP STREET, SUITE 1700 | Lihue | HI | 96766 | 1B | 1998-01-01 | Currently In Use |  | 5000 | Gasohol
9-701555 | LIHUE SHELL | 3178 KUHIO HWY | Lihue | HI | 96766 | ALOHA PETROLEUM, LTD. | 1132 BISHOP STREET, SUITE 1700 | Lihue | HI | 96766 | R-3 | 1966-04-30 | Permanently Out of Use | 1997-11-14 | 4000 | Gasoline
9-701555 | LIHUE SHELL | 3178 KUHIO HWY | Lihue | HI | 96766 | ALOHA PETROLEUM, LTD. | 1132 BISHOP STREET, SUITE 1700 | Lihue | HI | 96766 | R-2 | 1966-04-30 | Permanently Out of Use | 1997-11-14 | 4000 | Gasoline
9-701555 | LIHUE SHELL | 3178 KUHIO HWY | Lihue | HI | 96766 | ALOHA PETROLEUM, LTD. | 1132 BISHOP STREET, SUITE 1700 | Lihue | HI | 96766 | R-1 | 1966-04-30 | Permanently Out of Use | 1997-11-14 | 5000 | Gasoline
9-701555 | LIHUE SHELL | 3178 KUHIO HWY | Lihue | HI | 96766 | ALOHA PETROLEUM, LTD. | 1132 BISHOP STREET, SUITE 1700 | Lihue | HI | 96766 | R-4 | 1977-12-30 | Permanently Out of Use | 1997-11-14 | 500 | Not Listed
9-701555 | LIHUE SHELL | 3178 KUHIO HWY | Lihue | HI | 96766 | ALOHA PETROLEUM, LTD. | 1132 BISHOP STREET, SUITE 1700 | Lihue | HI | 96766 | R-5 | 1977-12-30 | Permanently Out of Use | 1997-11-14 | 500 | Not Listed
9-701555 | LIHUE SHELL | 3178 KUHIO HWY | Lihue | HI | 96766 | ALOHA PETROLEUM, LTD. | 1132 BISHOP STREET, SUITE 1700 | Lihue | HI | 96766 | 1A | 1998-01-01 | Currently In Use |  | 8000 | Gasohol
9-100338 | TEXACO STATION (FORMER) | 3179 N NIMITZ HWY | Honolulu | HI | 96819 | TEXACO REFINING & MARKETING INC. | ENVIRONMENTAL SERVICES 800 SW FIRST AVE., SUITE 180 | Honolulu | HI | 96819 | R-002 | 1966-05-03 | Permanently Out of Use |  | 4000 | Gasoline
9-100338 | TEXACO STATION (FORMER) | 3179 N NIMITZ HWY | Honolulu | HI | 96819 | TEXACO REFINING & MARKETING INC. | ENVIRONMENTAL SERVICES 800 SW FIRST AVE., SUITE 180 | Honolulu | HI | 96819 | R-005 | 1966-05-03 | Permanently Out of Use |  | 4000 | Gasoline
9-100338 | TEXACO STATION (FORMER) | 3179 N NIMITZ HWY | Honolulu | HI | 96819 | TEXACO REFINING & MARKETING INC. | ENVIRONMENTAL SERVICES 800 SW FIRST AVE., SUITE 180 | Honolulu | HI | 96819 | R-003 | 1966-05-03 | Permanently Out of Use |  | 4000 | Gasoline
9-100338 | TEXACO STATION (FORMER) | 3179 N NIMITZ HWY | Honolulu | HI | 96819 | TEXACO REFINING & MARKETING INC. | ENVIRONMENTAL SERVICES 800 SW FIRST AVE., SUITE 180 | Honolulu | HI | 96819 | R-006 | 1977-05-03 | Permanently Out of Use |  | 4000 | Gasoline
9-100338 | TEXACO STATION (FORMER) | 3179 N NIMITZ HWY | Honolulu | HI | 96819 | TEXACO REFINING & MARKETING INC. | ENVIRONMENTAL SERVICES 800 SW FIRST AVE., SUITE 180 | Honolulu | HI | 96819 | R-001 | 1966-05-03 | Permanently Out of Use |  | 550 | Used Oil
9-100338 | TEXACO STATION (FORMER) | 3179 N NIMITZ HWY | Honolulu | HI | 96819 | TEXACO REFINING & MARKETING INC. | ENVIRONMENTAL SERVICES 800 SW FIRST AVE., SUITE 180 | Honolulu | HI | 96819 | R-004 | 1966-05-03 | Permanently Out of Use |  | 4000 | Gasoline
9-502452 | EVA WINONA PASCHOAL | 318 NANILOA DR | Wailuku | HI | 96793 | EVA WINONA PASCHOAL | 318 NANILOA DRIVE | Wailuku | HI | 96793 | R-1 |  | Permanently Out of Use | 1992-01-30 | 500 | Gasoline
9-100869 | HFFC - PLANT 2 (PMID 001106) | 3181 AOLELE ST | Honolulu | HI | 96819 | HON. FUELING FACILITIES CORP. | 3071 AOLELE ST | Honolulu | HI | 96819 | R-DSL | 1972-05-08 | Permanently Out of Use | 1990-02-03 | 1000 | Kerosene
9-100869 | HFFC - PLANT 2 (PMID 001106) | 3181 AOLELE ST | Honolulu | HI | 96819 | HON. FUELING FACILITIES CORP. | 3071 AOLELE ST | Honolulu | HI | 96819 | R-BSL | 1972-05-08 | Permanently Out of Use | 1990-02-03 | 1000 | Kerosene
9-701130 | LIHUE CHEVRON SERVICE | 3187 KUHIO HWY | Lihue | HI | 96766 | CHEVRON PRODUCTS COMPANY | Attn Permit Desk PO Box 6004 | Lihue | HI | 96766 | r-4 | 1985-09-01 | Permanently Out of Use | 2005-01-11 | 1000 | Used Oil
9-701130 | LIHUE CHEVRON SERVICE | 3187 KUHIO HWY | Lihue | HI | 96766 | CHEVRON PRODUCTS COMPANY | Attn Permit Desk PO Box 6004 | Lihue | HI | 96766 | 3 | 1985-09-01 | Currently in Use |  | 10000 | Gasoline
9-701130 | LIHUE CHEVRON SERVICE | 3187 KUHIO HWY | Lihue | HI | 96766 | CHEVRON PRODUCTS COMPANY | Attn Permit Desk PO Box 6004 | Lihue | HI | 96766 | 2 | 1985-09-01 | Currently in Use |  | 10000 | Gasoline
9-701130 | LIHUE CHEVRON SERVICE | 3187 KUHIO HWY | Lihue | HI | 96766 | CHEVRON PRODUCTS COMPANY | Attn Permit Desk PO Box 6004 | Lihue | HI | 96766 | 1 | 1985-09-01 | Currently in Use |  | 10000 | Gasoline
9-703528 | UH Kauai Community College | 3-1901 KAUMUALII HWY | Lihue | HI | 96766 | KAUAI COMMUNITY COLLEGE - UNIVERSITY OF HAWAII | 3-1901 KAUMUALII HWY | Lihue | HI | 96766 | R-e-1 |  | Permanently out of Use | 1999-06-10 | 300 | Diesel
9-701257 | AIM Puhi Shell | 3-1906 KAUMUALII HWY | Lihue | HI | 96766 | ALOHA PETROLEUM, LTD. | 1132 BISHOP STREET, SUITE 1700 | Lihue | HI | 96766 | R-2 |  | Permanently Out of Use | 1992-05-01 | 3000 | Gasoline
9-701257 | AIM Puhi Shell | 3-1906 KAUMUALII HWY | Lihue | HI | 96766 | ALOHA PETROLEUM, LTD. | 1132 BISHOP STREET, SUITE 1700 | Lihue | HI | 96766 | R-3 | 1984-08-01 | Permanently Out of Use | 1992-05-01 | 8000 | Gasoline
9-701257 | AIM Puhi Shell | 3-1906 KAUMUALII HWY | Lihue | HI | 96766 | ALOHA PETROLEUM, LTD. | 1132 BISHOP STREET, SUITE 1700 | Lihue | HI | 96766 | 3 | 1992-08-30 | Currently in Use |  | 12000 | Gasohol
9-701257 | AIM Puhi Shell | 3-1906 KAUMUALII HWY | Lihue | HI | 96766 | ALOHA PETROLEUM, LTD. | 1132 BISHOP STREET, SUITE 1700 | Lihue | HI | 96766 | 2 | 1992-08-30 | Currently in Use |  | 12000 | Gasohol
9-701257 | AIM Puhi Shell | 3-1906 KAUMUALII HWY | Lihue | HI | 96766 | ALOHA PETROLEUM, LTD. | 1132 BISHOP STREET, SUITE 1700 | Lihue | HI | 96766 | R-1 |  | Permanently Out of Use | 1992-05-01 | 4000 | Gasoline
9-701257 | AIM Puhi Shell | 3-1906 KAUMUALII HWY | Lihue | HI | 96766 | ALOHA PETROLEUM, LTD. | 1132 BISHOP STREET, SUITE 1700 | Lihue | HI | 96766 | 1 | 1992-08-30 | Currently in Use |  | 12000 | Diesel
9-703112 | KAUAI PAINT AND JALOUSIE, INC | 3196 AKAHI ST | Lihue | HI | 96766 | KAUAI PAINT AND JALOUSIE, INC | 3196 AKAHI ST | Lihue | HI | 96766 | R-1 |  | Permanently Out of Use | 1995-07-27 | 250 | Gasoline
9-102613 | WASHINGTON PLACE | 320 S BERETANIA ST | Honolulu | HI | 96813 | STATE DAGS - DIVISION OF PUBLIC WORKS |  | Honolulu | HI | 96813 | R-1 |  | Permanently Out of Use | 1992-09-10 | 250 | Gasoline
9-100868 | HFFC - PLANT 1 (PMID 001105) | 3201 AOLELE ST | Honolulu | HI | 96819 | HON. FUELING FACILITIES CORP. | 3071 AOLELE ST | Honolulu | HI | 96819 | R-DF | 1960-05-08 | Permanently Out of Use | 1990-03-28 | 10000 | Diesel
9-100868 | HFFC - PLANT 1 (PMID 001105) | 3201 AOLELE ST | Honolulu | HI | 96819 | HON. FUELING FACILITIES CORP. | 3071 AOLELE ST | Honolulu | HI | 96819 | R-0C | 1960-05-08 | Permanently Out of Use | 1990-03-30 | 10000 | Gasoline
9-101220 | DICK'S MONSARRAT SERVICE | 3206 MONSARRAT AVE | Honolulu | HI | 96815 | CHEVRON PRODUCTS COMPANY | 91-480 MALAKOLE ST. | Honolulu | HI | 96815 | R-89 | 1986-09-15 | Permanently Out of Use | 2003-01-08 | 10000 | Gasoline
9-101220 | DICK'S MONSARRAT SERVICE | 3206 MONSARRAT AVE | Honolulu | HI | 96815 | CHEVRON PRODUCTS COMPANY | 91-480 MALAKOLE ST. | Honolulu | HI | 96815 | R-92 | 1986-09-15 | Permanently Out of Use | 2003-01-08 | 10000 | Gasoline
9-101220 | DICK'S MONSARRAT SERVICE | 3206 MONSARRAT AVE | Honolulu | HI | 96815 | CHEVRON PRODUCTS COMPANY | 91-480 MALAKOLE ST. | Honolulu | HI | 96815 | R-4 | 1986-09-15 | Permanently Out of Use | 2003-01-18 | 1000 | Used Oil
9-101220 | DICK'S MONSARRAT SERVICE | 3206 MONSARRAT AVE | Honolulu | HI | 96815 | CHEVRON PRODUCTS COMPANY | 91-480 MALAKOLE ST. | Honolulu | HI | 96815 | R-87 | 1986-09-15 | Permanently Out of Use | 2003-01-08 | 10000 | Gasoline
9-101909 | PHILIP & DOLLY WON | 3207 N NIMITZ HWY | Honolulu | HI | 96819 | PHILIP & DOLLY WON | 1680 KAPIOLANI BLVD | Honolulu | HI | 96819 | R-001 | 1974-12-19 | Permanently Out of Use |  | 2000 | Other
9-102431 | SHERWIN-WILLIAMS | 3209 KOAPAKA ST | Honolulu | HI | 96819 | SHERWIN-WILLIAMS | 3209 KOAPAKA ST | Honolulu | HI | 96819 | R-1 |  | Permanently Out of Use |  | 500 | Other
9-603288 | WAIAKEA CHEVRON | 321 MAKAALA ST | Hilo | HI | 96720 | CHEVRON PRODUCTS COMPANY | Attn Permit Desk PO Box 6004 | Hilo | HI | 96720 | 87 | 1996-12-01 | Currently In Use |  | 10000 | Gasoline
9-603288 | WAIAKEA CHEVRON | 321 MAKAALA ST | Hilo | HI | 96720 | CHEVRON PRODUCTS COMPANY | Attn Permit Desk PO Box 6004 | Hilo | HI | 96720 | 92 | 1996-12-01 | Currently In Use |  | 10000 | Gasoline
9-603288 | WAIAKEA CHEVRON | 321 MAKAALA ST | Hilo | HI | 96720 | CHEVRON PRODUCTS COMPANY | Attn Permit Desk PO Box 6004 | Hilo | HI | 96720 | 89 | 1996-12-01 | Currently In Use |  | 10000 | Gasoline
9-100191 | DOBBS INTERNATIONAL SERVICES,INC | 3210 UALENA ST | Honolulu | HI | 96819 | DOBBS INTERNATIONAL SERVICES,INC | 5100 POPLAR AVE | Honolulu | HI | 96819 | R-1 | 1971-01-01 | Permanently Out of Use | 1998-05-28 | 1000 | Gasoline
9-100337 | AIM DIAMOND HEAD | 3211 MONSARRAT AVE. | Honolulu | HI | 96815 | ALOHA PETROLEUM, LTD. | 1132 Bishop Street, Suite 1700 | Honolulu | HI | 96815 | 87a | 1984-02-07 | Currently In Use |  | 10000 | Gasohol
9-100337 | AIM DIAMOND HEAD | 3211 MONSARRAT AVE. | Honolulu | HI | 96815 | ALOHA PETROLEUM, LTD. | 1132 Bishop Street, Suite 1700 | Honolulu | HI | 96815 | r-5 | 1984-02-07 | Permanently Out of Use | 2005-11-01 | 550 | Used Oil
9-100337 | AIM DIAMOND HEAD | 3211 MONSARRAT AVE. | Honolulu | HI | 96815 | ALOHA PETROLEUM, LTD. | 1132 Bishop Street, Suite 1700 | Honolulu | HI | 96815 | 87b | 1984-02-07 | Currently In Use |  | 10000 | Gasohol
9-100337 | AIM DIAMOND HEAD | 3211 MONSARRAT AVE. | Honolulu | HI | 96815 | ALOHA PETROLEUM, LTD. | 1132 Bishop Street, Suite 1700 | Honolulu | HI | 96815 | 3 | 1984-02-07 | Currently In Use |  | 10000 | Diesel
9-100337 | AIM DIAMOND HEAD | 3211 MONSARRAT AVE. | Honolulu | HI | 96815 | ALOHA PETROLEUM, LTD. | 1132 Bishop Street, Suite 1700 | Honolulu | HI | 96815 | 92 | 1984-02-07 | Currently In Use |  | 10000 | Gasohol
9-100337 | AIM DIAMOND HEAD | 3211 MONSARRAT AVE. | Honolulu | HI | 96815 | ALOHA PETROLEUM, LTD. | 1132 BISHOP STREET, SUITE 1700 | Honolulu | HI | 96815 | 87a | 1984-02-07 | Currently In Use |  | 10000 | Gasohol
9-100337 | AIM DIAMOND HEAD | 3211 MONSARRAT AVE. | Honolulu | HI | 96815 | ALOHA PETROLEUM, LTD. | 1132 BISHOP STREET, SUITE 1700 | Honolulu | HI | 96815 | 3 | 1984-02-07 | Currently In Use |  | 10000 | Diesel
9-100337 | AIM DIAMOND HEAD | 3211 MONSARRAT AVE. | Honolulu | HI | 96815 | ALOHA PETROLEUM, LTD. | 1132 BISHOP STREET, SUITE 1700 | Honolulu | HI | 96815 | 87b | 1984-02-07 | Currently In Use |  | 10000 | Gasohol
9-100337 | AIM DIAMOND HEAD | 3211 MONSARRAT AVE. | Honolulu | HI | 96815 | ALOHA PETROLEUM, LTD. | 1132 BISHOP STREET, SUITE 1700 | Honolulu | HI | 96815 | r-5 | 1984-02-07 | Permanently Out of Use | 2005-11-01 | 550 | Used Oil
9-100337 | AIM DIAMOND HEAD | 3211 MONSARRAT AVE. | Honolulu | HI | 96815 | ALOHA PETROLEUM, LTD. | 1132 BISHOP STREET, SUITE 1700 | Honolulu | HI | 96815 | 92 | 1984-02-07 | Currently In Use |  | 10000 | Gasohol
9-701961 | AMFAC DISTRIBUTION HAWAII INC. | 3215 KUHIO HWY | Lihue | HI | 96766 | 300 CORPORATION | 445 SEASIDE AVE, SUITE 3 | Lihue | HI | 96766 | R-1 |  | Permanently Out of Use | 1991-12-01 |  | Diesel
9-101733 | HITACHI SALES CORPORATION | 3219 KOAPAKA ST | Honolulu | HI | 96819 | AUTOMOTIVE WAREHOUSE, INC. | 2760 WAIWAI LOOP | Honolulu | HI | 96819 | R-01 | 1989-10-26 | Permanently Out of Use | 1989-11-14 | 2000 | Not Listed
9-200754 | HAWAII TOFU | 322 A PALM ST | Schofield Barracks | HI | 96786 | HAWAII TOFU | 322 A PALM ST | Schofield Barracks | HI | 96786 | R-2 | 1983-06-20 | Permanently Out of Use | 1992-04-20 | 2000 | Gasoline
9-200754 | HAWAII TOFU | 322 A PALM ST | Schofield Barracks | HI | 96786 | HAWAII TOFU | 322 A PALM ST | Schofield Barracks | HI | 96786 | R-1 | 1983-06-20 | Permanently Out of Use | 1992-04-20 | 2000 | Gasoline
9-201931 | OHAI WASTEWATER PUMP STATION | 322 OHAI PL | Wahiawa | HI | 96786 | C&C of Honolulu Dept of Environmental Services | 1000 Uluohia Street, Suite 308 | Wahiawa | HI | 96786 | M-1 | 1989-12-29 | Currently in Use |  | 550 | Diesel
9-100310 | THE SALVATION ARMY-ADULT REHAB. | 322 SUMNER ST / (UST WAS LOCATED AT 806 IWILEI RD) | Honolulu | HI | 96817 | THE SALVATION ARMY |  | Honolulu | HI | 96817 | R-1 |  | Permanently Out of Use |  | 1000 | Gasoline
9-100951 | NATIONAL CAR RENTAL SYSTEM, INC. | 3223 N NIMITZ HWY | Honolulu | HI | 96819 | NATIONAL CAR RENTAL SYSTEM, INC. | 7700 FRANCE AVENUE SOUTH / PROPERTIES LEGAL DEPT | Honolulu | HI | 96819 | R-08002-1 | 1986-01-31 | Permanently Out of Use | 2000-06-19 | 8000 | Gasoline
9-101492 | MATSUMOTO PETS | 3229 KOAPAKA ST | Honolulu | HI | 96819 | MATSUMOTO PETS, INC | 3229 KOAPAKA ST | Honolulu | HI | 96819 | R-1 |  | Permanently Out of Use |  | 1000 | Gasoline
9-100939 | PALOLO AUTO SERVICE, INC. | 3236 WAIALAE AVE | Honolulu | HI | 96816 | PALOLO AUTO SERVICE, INC. | 3236 WAIALAE AVE | Honolulu | HI | 96816 | 87 | 1989-10-15 | Currently in Use |  | 5000 | Gasoline
9-100939 | PALOLO AUTO SERVICE, INC. | 3236 WAIALAE AVE | Honolulu | HI | 96816 | PALOLO AUTO SERVICE, INC. | 3236 WAIALAE AVE | Honolulu | HI | 96816 | R-2 | 1956-05-08 | Permanently Out of Use | 1989-10-31 | 3000 | Gasoline
9-100939 | PALOLO AUTO SERVICE, INC. | 3236 WAIALAE AVE | Honolulu | HI | 96816 | PALOLO AUTO SERVICE, INC. | 3236 WAIALAE AVE | Honolulu | HI | 96816 | 92 | 1989-10-15 | Currently in Use |  | 5000 | Gasoline
9-100939 | PALOLO AUTO SERVICE, INC. | 3236 WAIALAE AVE | Honolulu | HI | 96816 | PALOLO AUTO SERVICE, INC. | 3236 WAIALAE AVE | Honolulu | HI | 96816 | used oil | 1989-10-15 | Currently in Use |  | 550 | Used Oil
9-100939 | PALOLO AUTO SERVICE, INC. | 3236 WAIALAE AVE | Honolulu | HI | 96816 | PALOLO AUTO SERVICE, INC. | 3236 WAIALAE AVE | Honolulu | HI | 96816 | R-1 | 1956-05-08 | Permanently Out of Use | 1959-10-31 | 4000 | Gasoline
9-100939 | PALOLO AUTO SERVICE, INC. | 3236 WAIALAE AVE | Honolulu | HI | 96816 | PALOLO AUTO SERVICE, INC. | 3236 WAIALAE AVE | Honolulu | HI | 96816 | R-3 | 1955-05-08 | Permanently Out of Use | 1989-10-31 | 500 | Used Oil
9-101479 | CATERAIR INTERNATIONAL | 3239 KOAPAKA ST | Honolulu | HI | 96819 | CATERAIR INTERNATIONAL | 6550 ROCK SPRING DRIVE | Honolulu | HI | 96819 | R-1 |  | Permanently Out of Use | 1991-04-10 | 1100 | Gasoline
9-101919 | HOME CONTRACTORS, INC | 3249 KOAPAKA ST | Honolulu | HI | 96819 | HOME CONTRACTORS, INC | 3249 KOAPAKA ST | Honolulu | HI | 96819 | R-001 |  | Permanently Out of Use | 1990-04-19 | 1000 | Gasoline
9-500369 | A-1 HAWAIIAN RENTALS | 325 HANAKAI ST | Kahului | HI | 96732 | KURISU & FERGUS | 1000 BISHOP ST, SUITE 310 | Kahului | HI | 96732 | R-001 |  | Permanently Out of Use | 1988-02-09 | 500 | Gasoline
9-500369 | A-1 HAWAIIAN RENTALS | 325 HANAKAI ST | Kahului | HI | 96732 | KURISU & FERGUS | 1000 BISHOP ST, SUITE 310 | Kahului | HI | 96732 | R-002 |  | Permanently Out of Use | 1988-02-09 | 1000 | Gasoline
9-700058 | HERTZ RENT-A-CAR (2609-10) | 3250 HOOLIMALIMA PL | Lihue | HI | 96766 | THE HERTZ CORPORATION | 225 BRAE BLVD | Lihue | HI | 96766 | 1 | 1987-05-31 | Currently in Use |  | 12000 | Gasoline
9-700058 | HERTZ RENT-A-CAR (2609-10) | 3250 HOOLIMALIMA PL | Lihue | HI | 96766 | THE HERTZ CORPORATION | 225 BRAE BLVD | Lihue | HI | 96766 | 2 | 1987-05-31 | Currently in Use |  | 550 | Used Oil
9-702492 | AVIS RENT-A-CAR SYSTEM INC | 3259 HOOLIMALIMA PL | Lihue | HI | 96766 | AVIS RENT A CAR | 6 SYLVAN WAY DEPT 29-093-36 | Lihue | HI | 96766 | 87 | 1989-05-01 | Currently in Use |  | 10000 | Gasoline
9-702492 | AVIS RENT-A-CAR SYSTEM INC | 3259 HOOLIMALIMA PL | Lihue | HI | 96766 | AVIS RENT A CAR | 6 SYLVAN WAY DEPT 29-093-36 | Lihue | HI | 96766 | r-2 | 1989-05-01 | Permanently Out of Use | 2005-03-03 | 550 | Used Oil
9-102188 | BURLINGTON AIR EXPRESS | 3260 UALENA ST | Honolulu | HI | 96819 | BURLINGTON AIR EXPRESS | 18200 VON KARMAN AVE | Honolulu | HI | 96819 | R-01 |  | Permanently Out of Use |  | 1000 | Gasoline
9-701561 | SEARS ROEBUCK & COMPANY | 3-2600 KAUMUALII HWY | Lihue | HI | 96766 | SEARS ROEBUCK & COMPANY |  | Lihue | HI | 96766 | R-1 | 1982-04-14 | Permanently Out of Use | 1994-02-22 | 500 | Used Oil
9-500398 | OGAWA SERVICE STATION | 327 N MARKET ST | Wailuku | HI | 96793 | MASASHI OGAWA | 327 N MARKET ST | Wailuku | HI | 96793 | R-003 | 1977-07-27 | Permanently Out of Use | 1996-03-04 | 5000 | Gasoline
9-500398 | OGAWA SERVICE STATION | 327 N MARKET ST | Wailuku | HI | 96793 | MASASHI OGAWA | 327 N MARKET ST | Wailuku | HI | 96793 | R-001 | 1956-07-27 | Permanently Out of Use | 1995-03-04 | 1000 | Gasoline
9-500398 | OGAWA SERVICE STATION | 327 N MARKET ST | Wailuku | HI | 96793 | MASASHI OGAWA | 327 N MARKET ST | Wailuku | HI | 96793 | R-002 | 1956-07-27 | Permanently Out of Use | 1996-03-04 | 1000 | Gasoline
9-701892 | DOLLAR RENT-A-CAR | 3273 HOOLIMALIMA PL | Lihue | HI | 96766 | PACIFIC INTERNATIONAL SERVICES | 1600 KAPIOLANI BLVD. #825 | Lihue | HI | 96766 | R-87 | 1987-07-31 | Permanently Out of Use | 2004-12-28 | 10000 | Gasoline
9-701714 | ALAMO RENT-A-CAR INC | 3276 HOOLIMALIMA PL | Lihue | HI | 96766 | EAN Holdings, LLC | 544 Ohohia Street | Lihue | HI | 96766 | I-2 | 1987-08-09 | Temporarily Out of Use |  | 550 | Used Oil
9-701714 | ALAMO RENT-A-CAR INC | 3276 HOOLIMALIMA PL | Lihue | HI | 96766 | EAN Holdings, LLC | 544 Ohohia Street | Lihue | HI | 96766 | 87 | 1987-08-09 | Currently in Use |  | 10000 | Gasoline
9-203257 | HAWAIIAN FORKLIFT | 328 KALIHI ST | Honolulu | HI | 96814 | 328 KALIHI ST LTD PARTNERS | 98-444 KILINOE, UNIT 702 | Honolulu | HI | 96814 | R-1 |  | Permanently Out of Use | 1997-12-05 | 1500 | Gasoline
9-100880 | KAIMUKI TOYOTA SERVICE | 3282 WAIALAE AVE | Honolulu | HI | 96816 | SERVCO PACIFIC, INC. | P.O. BOX 2788 | Honolulu | HI | 96816 | R-1 | 1974-05-05 | Permanently Out of Use | 1997-06-07 | 500 | Used Oil
9-701885 | BUDGET RENT-A-CAR 2110 | 3285 HOOLIMALIMA PL | Lihue | HI | 96766 | AVIS RENT A CAR SYSTEM LLC | 6 Sylvan Way Dept 29-C93-36 | Lihue | HI | 96766 | R-3 | 1988-03-17 | Permanently Out of Use | 1997-04-16 | 1000 | Used Oil
9-701885 | BUDGET RENT-A-CAR 2110 | 3285 HOOLIMALIMA PL | Lihue | HI | 96766 | AVIS RENT A CAR SYSTEM LLC | 6 Sylvan Way Dept 29-C93-36 | Lihue | HI | 96766 | 2 | 1988-03-17 | Currently in Use |  | 10000 | Gasoline
9-701885 | BUDGET RENT-A-CAR 2110 | 3285 HOOLIMALIMA PL | Lihue | HI | 96766 | AVIS RENT A CAR SYSTEM LLC | 6 Sylvan Way Dept 29-C93-36 | Lihue | HI | 96766 | R-4 | 1988-03-17 | Permanently Out of Use | 1997-04-16 | 1000 | Other
9-701885 | BUDGET RENT-A-CAR 2110 | 3285 HOOLIMALIMA PL | Lihue | HI | 96766 | AVIS RENT A CAR SYSTEM LLC | 6 Sylvan Way Dept 29-C93-36 | Lihue | HI | 96766 | 1 | 1988-03-17 | Currently in Use |  | 10000 | Gasoline
9-103499 | KAISER PERMANENTE MOANALUA MEDICAL CENTER | 3288 MOANALUA RD | Honolulu | HI | 96819 | KAISER PERMANENTE |  | Honolulu | HI | 96819 | r-M-1 | 1985-09-01 | Permanently Out of Use | 2005-10-11 | 10000 | Diesel
9-101249 | NIMITZ CHEVRON SERVICE | 3299 N NIMITZ HWY | Honolulu | HI | 96819 | Waialae Chevron | 4117 Waialae Ave. | Honolulu | HI | 96819 | r-87 | 1978-07-18 | Permanently out of Use | 2013-05-10 | 10000 | Gasoline
9-101249 | NIMITZ CHEVRON SERVICE | 3299 N NIMITZ HWY | Honolulu | HI | 96819 | Waialae Chevron | 4117 Waialae Ave. | Honolulu | HI | 96819 | r-89 | 1978-07-18 | Permanently out of Use | 2013-05-10 | 10000 | Gasoline
9-101249 | NIMITZ CHEVRON SERVICE | 3299 N NIMITZ HWY | Honolulu | HI | 96819 | Waialae Chevron | 4117 Waialae Ave. | Honolulu | HI | 96819 | R-5 | 1978-07-18 | Permanently Out of Use | 1995-07-15 | 1000 | Used Oil
9-101249 | NIMITZ CHEVRON SERVICE | 3299 N NIMITZ HWY | Honolulu | HI | 96819 | Waialae Chevron | 4117 Waialae Ave. | Honolulu | HI | 96819 | r-92 | 1978-07-18 | Permanently out of Use | 2014-05-10 | 10000 | Gasoline
9-101249 | NIMITZ CHEVRON SERVICE | 3299 N NIMITZ HWY | Honolulu | HI | 96819 | CHEVRON PRODUCTS COMPANY | 91-480 Malakole St | Honolulu | HI | 96819 | R-5 | 1978-07-18 | Permanently Out of Use | 1995-07-15 | 1000 | Used Oil
9-101249 | NIMITZ CHEVRON SERVICE | 3299 N NIMITZ HWY | Honolulu | HI | 96819 | CHEVRON PRODUCTS COMPANY | 91-480 Malakole St | Honolulu | HI | 96819 | r-4 | 1981-07-18 | Permanently out of Use | 2013-05-10 | 10000 | Diesel
9-101249 | NIMITZ CHEVRON SERVICE | 3299 N NIMITZ HWY | Honolulu | HI | 96819 | CHEVRON PRODUCTS COMPANY | 91-480 Malakole St | Honolulu | HI | 96819 | r-87 | 1978-07-18 | Permanently out of Use | 2013-05-10 | 10000 | Gasoline
9-101249 | NIMITZ CHEVRON SERVICE | 3299 N NIMITZ HWY | Honolulu | HI | 96819 | CHEVRON PRODUCTS COMPANY | 91-480 Malakole St | Honolulu | HI | 96819 | r-89 | 1978-07-18 | Permanently out of Use | 2013-05-10 | 10000 | Gasoline
9-101249 | NIMITZ CHEVRON SERVICE | 3299 N NIMITZ HWY | Honolulu | HI | 96819 | Waialae Chevron | 4117 Waialae Ave. | Honolulu | HI | 96819 | r-4 | 1981-07-18 | Permanently out of Use | 2013-05-10 | 10000 | Diesel
9-101249 | NIMITZ CHEVRON SERVICE | 3299 N NIMITZ HWY | Honolulu | HI | 96819 | CHEVRON PRODUCTS COMPANY | 91-480 Malakole St | Honolulu | HI | 96819 | r-92 | 1978-07-18 | Permanently out of Use | 2014-05-10 | 10000 | Gasoline
9-100022 | SASAMOTO UNION SERVICE L-5005 | 33 S VINEYARD BLVD | Honolulu | HI | 96813 | UNOCAL CORPORATION | 3915 Mission Avenue #7416 | Honolulu | HI | 96813 | R-2 | 1962-04-02 | Permanently Out of Use | 1987-12-30 | 6000 | Gasoline
9-100022 | SASAMOTO UNION SERVICE L-5005 | 33 S VINEYARD BLVD | Honolulu | HI | 96813 | UNOCAL CORPORATION | 3915 Mission Avenue #7416 | Honolulu | HI | 96813 | R-1 | 1963-04-02 | Permanently Out of Use | 1987-12-30 | 6000 | Gasoline
9-100022 | SASAMOTO UNION SERVICE L-5005 | 33 S VINEYARD BLVD | Honolulu | HI | 96813 | UNOCAL CORPORATION | 3915 Mission Avenue #7416 | Honolulu | HI | 96813 | R-4 | 1987-08-21 | Permanently Out of Use | 1992-05-13 | 12000 | Gasoline
9-100022 | SASAMOTO UNION SERVICE L-5005 | 33 S VINEYARD BLVD | Honolulu | HI | 96813 | UNOCAL CORPORATION | 3915 Mission Avenue #7416 | Honolulu | HI | 96813 | R-3 | 1962-04-02 | Permanently Out of Use | 1987-12-30 | 280 | Used Oil
9-100022 | SASAMOTO UNION SERVICE L-5005 | 33 S VINEYARD BLVD | Honolulu | HI | 96813 | UNOCAL CORPORATION | 3915 Mission Avenue #7416 | Honolulu | HI | 96813 | R-5 | 1987-08-21 | Permanently Out of Use | 1992-05-12 | 12000 | Gasoline
9-100022 | SASAMOTO UNION SERVICE L-5005 | 33 S VINEYARD BLVD | Honolulu | HI | 96813 | UNOCAL CORPORATION | 3915 Mission Avenue #7416 | Honolulu | HI | 96813 | R-6 | 1987-08-21 | Permanently Out of Use | 1992-05-12 | 550 | Used Oil
9-200016 | Mid Pac Petroleum LLC 252706 (prev: KUULEI UNION SERVICE L-2706) | 330 KUULEI RD | Kailua | HI | 96734 | Mid Pac Petroleum LLC | 1100 Alakea St., 8th floor | Kailua | HI | 96734 | R-2 | 1967-01-01 | Permanently Out of Use | 1998-02-13 | 5000 | Gasoline
9-200016 | Mid Pac Petroleum LLC 252706 (prev: KUULEI UNION SERVICE L-2706) | 330 KUULEI RD | Kailua | HI | 96734 | Mid Pac Petroleum LLC | 1100 Alakea St., 8th floor | Kailua | HI | 96734 | R-4 | 1967-01-01 | Permanently Out of Use | 1998-02-13 | 300 | Used Oil
9-200016 | Mid Pac Petroleum LLC 252706 (prev: KUULEI UNION SERVICE L-2706) | 330 KUULEI RD | Kailua | HI | 96734 | Mid Pac Petroleum LLC | 1100 Alakea St., 8th floor | Kailua | HI | 96734 | R-1 | 1967-01-01 | Permanently Out of Use | 1998-02-13 | 4000 | Gasoline
9-200016 | Mid Pac Petroleum LLC 252706 (prev: KUULEI UNION SERVICE L-2706) | 330 KUULEI RD | Kailua | HI | 96734 | Mid Pac Petroleum LLC | 1100 Alakea St., 8th floor | Kailua | HI | 96734 | R-1-2 | 1967-01-01 | Permanently Out of Use | 1998-02-13 | 5000 | Gasoline
9-200016 | Mid Pac Petroleum LLC 252706 (prev: KUULEI UNION SERVICE L-2706) | 330 KUULEI RD | Kailua | HI | 96734 | Mid Pac Petroleum LLC | 1100 Alakea St., 8th floor | Kailua | HI | 96734 | 92 | 1998-03-01 | Currently In Use |  | 6000 | Gasoline
9-200016 | Mid Pac Petroleum LLC 252706 (prev: KUULEI UNION SERVICE L-2706) | 330 KUULEI RD | Kailua | HI | 96734 | Mid Pac Petroleum LLC | 1100 Alakea St 8th floor | Kailua | HI | 96734 | R-2 | 1967-01-01 | Permanently Out of Use | 1998-02-13 | 5000 | Gasoline
9-200016 | Mid Pac Petroleum LLC 252706 (prev: KUULEI UNION SERVICE L-2706) | 330 KUULEI RD | Kailua | HI | 96734 | Mid Pac Petroleum LLC | 1100 Alakea St 8th floor | Kailua | HI | 96734 | R-4 | 1967-01-01 | Permanently Out of Use | 1998-02-13 | 300 | Used Oil
9-200016 | Mid Pac Petroleum LLC 252706 (prev: KUULEI UNION SERVICE L-2706) | 330 KUULEI RD | Kailua | HI | 96734 | Mid Pac Petroleum LLC | 1100 Alakea St 8th floor | Kailua | HI | 96734 | R-1 | 1967-01-01 | Permanently Out of Use | 1998-02-13 | 4000 | Gasoline
9-200016 | Mid Pac Petroleum LLC 252706 (prev: KUULEI UNION SERVICE L-2706) | 330 KUULEI RD | Kailua | HI | 96734 | Mid Pac Petroleum LLC | 1100 Alakea St 8th floor | Kailua | HI | 96734 | R-1-2 | 1967-01-01 | Permanently Out of Use | 1998-02-13 | 5000 | Gasoline
9-200016 | Mid Pac Petroleum LLC 252706 (prev: KUULEI UNION SERVICE L-2706) | 330 KUULEI RD | Kailua | HI | 96734 | Mid Pac Petroleum LLC | 1100 Alakea St 8th floor | Kailua | HI | 96734 | 1 | 1998-03-01 | Currently In Use |  | 4000 | Diesel
9-200016 | Mid Pac Petroleum LLC 252706 (prev: KUULEI UNION SERVICE L-2706) | 330 KUULEI RD | Kailua | HI | 96734 | Mid Pac Petroleum LLC | 1100 Alakea St 8th floor | Kailua | HI | 96734 | 92 | 1998-03-01 | Currently In Use |  | 6000 | Gasoline
9-200016 | Mid Pac Petroleum LLC 252706 (prev: KUULEI UNION SERVICE L-2706) | 330 KUULEI RD | Kailua | HI | 96734 | Mid Pac Petroleum LLC | 1100 Alakea St 8th floor | Kailua | HI | 96734 | 87 | 1998-03-01 | Currently In Use |  | 10000 | Gasoline
9-200016 | Mid Pac Petroleum LLC 252706 (prev: KUULEI UNION SERVICE L-2706) | 330 KUULEI RD | Kailua | HI | 96734 | Mid Pac Petroleum LLC | 1100 Alakea St., 8th floor | Kailua | HI | 96734 | 87 | 1998-03-01 | Currently In Use |  | 10000 | Gasoline
9-200016 | Mid Pac Petroleum LLC 252706 (prev: KUULEI UNION SERVICE L-2706) | 330 KUULEI RD | Kailua | HI | 96734 | Mid Pac Petroleum LLC | 1100 Alakea St., 8th Floor | Kailua | HI | 96734 | R-4 | 1967-01-01 | Permanently Out of Use | 1998-02-13 | 300 | Used Oil
9-200016 | Mid Pac Petroleum LLC 252706 (prev: KUULEI UNION SERVICE L-2706) | 330 KUULEI RD | Kailua | HI | 96734 | Mid Pac Petroleum LLC | 1100 Alakea St., 8th Floor | Kailua | HI | 96734 | R-2 | 1967-01-01 | Permanently Out of Use | 1998-02-13 | 5000 | Gasoline
9-200016 | Mid Pac Petroleum LLC 252706 (prev: KUULEI UNION SERVICE L-2706) | 330 KUULEI RD | Kailua | HI | 96734 | Mid Pac Petroleum LLC | 1100 Alakea St., 8th floor | Kailua | HI | 96734 | 1 | 1998-03-01 | Currently In Use |  | 4000 | Diesel
9-200016 | Mid Pac Petroleum LLC 252706 (prev: KUULEI UNION SERVICE L-2706) | 330 KUULEI RD | Kailua | HI | 96734 | Mid Pac Petroleum LLC | 1100 Alakea St., 8th Floor | Kailua | HI | 96734 | R-1 | 1967-01-01 | Permanently Out of Use | 1998-02-13 | 4000 | Gasoline
9-200016 | Mid Pac Petroleum LLC 252706 (prev: KUULEI UNION SERVICE L-2706) | 330 KUULEI RD | Kailua | HI | 96734 | Mid Pac Petroleum LLC | 1100 Alakea St., 8th Floor | Kailua | HI | 96734 | R-1-2 | 1967-01-01 | Permanently Out of Use | 1998-02-13 | 5000 | Gasoline
9-200016 | Mid Pac Petroleum LLC 252706 (prev: KUULEI UNION SERVICE L-2706) | 330 KUULEI RD | Kailua | HI | 96734 | Mid Pac Petroleum LLC | 1100 Alakea St., 8th Floor | Kailua | HI | 96734 | 1 | 1998-03-01 | Currently In Use |  | 4000 | Diesel
9-200016 | Mid Pac Petroleum LLC 252706 (prev: KUULEI UNION SERVICE L-2706) | 330 KUULEI RD | Kailua | HI | 96734 | Mid Pac Petroleum LLC | 1100 Alakea St., 8th Floor | Kailua | HI | 96734 | 92 | 1998-03-01 | Currently In Use |  | 6000 | Gasoline
9-200016 | Mid Pac Petroleum LLC 252706 (prev: KUULEI UNION SERVICE L-2706) | 330 KUULEI RD | Kailua | HI | 96734 | Mid Pac Petroleum LLC | 1100 Alakea St., 8th Floor | Kailua | HI | 96734 | 87 | 1998-03-01 | Currently In Use |  | 10000 | Gasoline
9-200111 | WAHIAWA POLICE STATION | 330 N CANE ST | Wahiawa | HI | 96786 | C&C OF HNL - POLICE DEPT | 801 S Beretania St | Wahiawa | HI | 96786 | 1 | 1998-10-01 | Currently In Use |  | 12000 | Gasoline
9-200111 | WAHIAWA POLICE STATION | 330 N CANE ST | Wahiawa | HI | 96786 | C&C OF HNL - POLICE DEPT | 801 S Beretania St | Wahiawa | HI | 96786 | R-4 | 1983-06-01 | Permanently Out of Use | 1998-09-01 | 1000 | Other
9-200111 | WAHIAWA POLICE STATION | 330 N CANE ST | Wahiawa | HI | 96786 | C&C OF HNL - POLICE DEPT | 801 S Beretania St | Wahiawa | HI | 96786 | R-3 | 1984-07-15 | Permanently Out of Use | 1998-09-01 | 4000 | Gasoline
9-200111 | WAHIAWA POLICE STATION | 330 N CANE ST | Wahiawa | HI | 96786 | C&C OF HNL - POLICE DEPT | 801 S Beretania St | Wahiawa | HI | 96786 | R-1 | 1984-07-15 | Permanently Out of Use | 1998-09-01 | 2000 | Gasoline
9-200111 | WAHIAWA POLICE STATION | 330 N CANE ST | Wahiawa | HI | 96786 | C&C OF HNL - POLICE DEPT | 801 S Beretania St | Wahiawa | HI | 96786 | R-2 | 1984-07-15 | Permanently Out of Use | 1998-09-01 | 2000 | Gasoline
9-101379 | POLYNESIAN HOSPITALITY | 330 PACIFIC ST | Honolulu | HI | 96817 | POLYNESIAN HOSPITALITY | 330 PACIFIC ST | Honolulu | HI | 96817 | R-4 |  | Permanently Out of Use | 1991-03-19 | 1000 | Used Oil
9-101379 | POLYNESIAN HOSPITALITY | 330 PACIFIC ST | Honolulu | HI | 96817 | POLYNESIAN HOSPITALITY | 330 PACIFIC ST | Honolulu | HI | 96817 | R-3 | 1967-12-30 | Permanently Out of Use | 1994-08-03 | 5000 | Diesel
9-101379 | POLYNESIAN HOSPITALITY | 330 PACIFIC ST | Honolulu | HI | 96817 | POLYNESIAN HOSPITALITY | 330 PACIFIC ST | Honolulu | HI | 96817 | R-2 | 1967-12-31 | Permanently Out of Use | 1994-08-03 | 5000 | Diesel
9-101379 | POLYNESIAN HOSPITALITY | 330 PACIFIC ST | Honolulu | HI | 96817 | POLYNESIAN HOSPITALITY | 330 PACIFIC ST | Honolulu | HI | 96817 | r-6 | 1995-01-01 | Permanently out of Use | 2015-06-24 | 1000 | Diesel
9-101379 | POLYNESIAN HOSPITALITY | 330 PACIFIC ST | Honolulu | HI | 96817 | POLYNESIAN HOSPITALITY | 330 PACIFIC ST | Honolulu | HI | 96817 | 5 | 1995-01-01 | Currently in Use |  | 10000 | Diesel
9-101379 | POLYNESIAN HOSPITALITY | 330 PACIFIC ST | Honolulu | HI | 96817 | POLYNESIAN HOSPITALITY | 330 PACIFIC ST | Honolulu | HI | 96817 | R-1 | 1967-12-30 | Permanently Out of Use | 1994-08-03 | 2000 | Gasoline
9-101379 | POLYNESIAN HOSPITALITY | 330 PACIFIC ST | Honolulu | HI | 96817 | POLYNESIAN HOSPITALITY | 330 Pacific St | Honolulu | HI | 96817 | R-1 | 1967-12-30 | Permanently Out of Use | 1994-08-03 | 2000 | Gasoline
9-101379 | POLYNESIAN HOSPITALITY | 330 PACIFIC ST | Honolulu | HI | 96817 | POLYNESIAN HOSPITALITY | 330 Pacific St | Honolulu | HI | 96817 | 5 | 1995-01-01 | Currently in Use |  | 10000 | Diesel
9-101379 | POLYNESIAN HOSPITALITY | 330 PACIFIC ST | Honolulu | HI | 96817 | POLYNESIAN HOSPITALITY | 330 Pacific St | Honolulu | HI | 96817 | r-6 | 1995-01-01 | Permanently out of Use | 2015-06-24 | 1000 | Diesel
9-101379 | POLYNESIAN HOSPITALITY | 330 PACIFIC ST | Honolulu | HI | 96817 | POLYNESIAN HOSPITALITY | 330 Pacific St | Honolulu | HI | 96817 | R-2 | 1967-12-31 | Permanently Out of Use | 1994-08-03 | 5000 | Diesel
9-101379 | POLYNESIAN HOSPITALITY | 330 PACIFIC ST | Honolulu | HI | 96817 | POLYNESIAN HOSPITALITY | 330 Pacific St | Honolulu | HI | 96817 | R-3 | 1967-12-30 | Permanently Out of Use | 1994-08-03 | 5000 | Diesel
9-101379 | POLYNESIAN HOSPITALITY | 330 PACIFIC ST | Honolulu | HI | 96817 | POLYNESIAN HOSPITALITY | 330 Pacific St | Honolulu | HI | 96817 | R-4 |  | Permanently Out of Use | 1991-03-19 | 1000 | Used Oil
9-103283 | VP & FFjr | 330 SAND ISLAND ACCESS RD | Honolulu | HI | 96819 | VP & FFjr | 2290 SAND ISLAND ACCESS PLACE | Honolulu | HI | 96819 | R-1 |  | Permanently Out of Use | 1997-04-14 | 550 | Not Listed
9-103283 | VP & FFjr | 330 SAND ISLAND ACCESS RD | Honolulu | HI | 96819 | VP & FFjr | 2290 SAND ISLAND ACCESS PLACE | Honolulu | HI | 96819 | R-4 |  | Permanently Out of Use | 1997-04-14 | 1000 | Not Listed
9-103283 | VP & FFjr | 330 SAND ISLAND ACCESS RD | Honolulu | HI | 96819 | VP & FFjr | 2290 SAND ISLAND ACCESS PLACE | Honolulu | HI | 96819 | R-3 |  | Permanently Out of Use | 1997-04-14 | 550 | Not Listed
9-103283 | VP & FFjr | 330 SAND ISLAND ACCESS RD | Honolulu | HI | 96819 | VP & FFjr | 2290 SAND ISLAND ACCESS PLACE | Honolulu | HI | 96819 | R-2 |  | Permanently Out of Use | 1997-04-14 | 550 | Not Listed
9-101770 | U.S. POSTAL SERVICE - WAIKIKI | 330 SARATOGA RD | Honolulu | HI | 96815 | U.S. POSTAL SERVICE | 850 CHERRY AVENUE | Honolulu | HI | 96815 | R-1 | 1972-01-07 | Permanently Out of Use | 1990-07-30 | 6000 | Gasoline
9-101770 | U.S. POSTAL SERVICE - WAIKIKI | 330 SARATOGA RD | Honolulu | HI | 96815 | U.S. POSTAL SERVICE | 850 CHERRY AVENUE | Honolulu | HI | 96815 | 87 | 1990-09-30 | Permanently Out of Use | 2004-08-11 | 6000 | Gasoline
9-501746 | Maui County Lahaina WW Reclaimation Facility | 3300 HONOAPIILANI HWY | Lahaina | HI | 96761 | COUNTY OF MAUI - PUBLIC WORKS & WASTE MANAGEMENT | 200 S HIGH ST | Lahaina | HI | 96761 | R-M-1 | 1978-05-05 | Permanently Out of Use | 1994-08-05 | 500 | Diesel
9-501749 | Maui County LAHAINA SPS3 (WAHIKULI) | 3300 HONOAPIILANI HWY | Lahaina | HI | 96761 | COUNTY OF MAUI - PUBLIC WORKS & WASTE MANAGEMENT | 200 S HIGH ST | Lahaina | HI | 96761 | R-M-001 | 1978-05-05 | Permanently Out of Use | 1997-01-02 | 250 | Diesel
9-501747 | LAHAINA SPS1 (HONOAPIILANI) | 3300 HONOAPIILANI HWY (HONOAPIILANI HWY/HALAWAI DR) | Lahaina | HI | 96761 | COUNTY OF MAUI - PUBLIC WORKS & WASTE MANAGEMENT | 200 S HIGH ST | Lahaina | HI | 96761 | R-M-1 | 1978-05-05 | Permanently Out of Use | 1998-09-24 | 200 | Diesel
9-501754 | County of Maui Napili 2 PS (Kapua) | 3300 Honoapiilani Hwy (L Honoapiilani Hwy / Aekai Pl) | Lahaina | HI | 96761 | COUNTY OF MAUI - PUBLIC WORKS & WASTE MANAGEMENT | 200 S HIGH ST | Lahaina | HI | 96761 | R-M-1 | 1985-05-05 | Permanently Out of Use | 1998-09-24 | 250 | Diesel
9-501753 | County of Maui Napili 3 PS (Kaea Point) | 3300 Honoapiilani Hwy (L Honoapiilani Hwy / Hoohui Rd) | Lahaina | HI | 96761 | COUNTY OF MAUI - PUBLIC WORKS & WASTE MANAGEMENT | 200 S HIGH ST | Lahaina | HI | 96761 | R-M-1 | 1985-05-05 | Permanently Out of Use | 1998-09-25 | 200 | Diesel
9-501755 | County of Maui Napili 1 PS (Honokowa) | 3300 Honoapiilani Hwy (L Honoapiilani Hwy / Kameeui Pl) | Lahaina | HI | 96761 | COUNTY OF MAUI - PUBLIC WORKS & WASTE MANAGEMENT | 200 S HIGH ST | Lahaina | HI | 96761 | R-M-1 | 1985-05-05 | Permanently Out of Use | 1998-10-21 | 500 | Diesel
9-501752 | County of Maui NAPILI 4 PS | 3300 HONOAPIILANI HWY (L HONOAPIILANI HWY.MALIALANI PLACE) | Lahaina | HI | 96761 | COUNTY OF MAUI - PUBLIC WORKS & WASTE MANAGEMENT | 200 S HIGH ST | Lahaina | HI | 96761 | R-M-1 | 1985-05-05 | Permanently Out of Use | 1998-09-29 | 200 | Diesel
9-503350 | PUKALANI MINIT STOP | 3310 A HALEAKALA HWY | Pukalani | HI | 96788 | MAUI PETROLEUM | 385 Hukilike St. | Pukalani | HI | 96788 | 87 | 1999-06-01 | Currently In Use |  | 10000 | Gasoline
9-503350 | PUKALANI MINIT STOP | 3310 A HALEAKALA HWY | Pukalani | HI | 96788 | MAUI PETROLEUM | 385 Hukilike St. | Pukalani | HI | 96788 | R-2 | 1985-02-01 | Permanently Out of Use | 1999-06-04 | 12000 | Gasoline
9-503350 | PUKALANI MINIT STOP | 3310 A HALEAKALA HWY | Pukalani | HI | 96788 | MAUI PETROLEUM | 385 Hukilike St. | Pukalani | HI | 96788 | R-1 | 1985-02-01 | Permanently Out of Use | 1999-06-04 | 8000 | Gasoline
9-503350 | PUKALANI MINIT STOP | 3310 A HALEAKALA HWY | Pukalani | HI | 96788 | MAUI PETROLEUM | 385 Hukilike St. | Pukalani | HI | 96788 | 92 | 1999-06-01 | Currently In Use |  | 10000 | Gasoline
9-101185 | ALOHA CAMPBELL | 3327 CAMPBELL AVE | Honolulu | HI | 96815 | ALOHA PETROLEUM, LTD. | 1132 BISHOP STREET, SUITE 1700 | Honolulu | HI | 96815 | R-2 | 1981-04-04 | Permanently Out of Use | 1997-07-17 | 10000 | Gasoline
9-101185 | ALOHA CAMPBELL | 3327 CAMPBELL AVE | Honolulu | HI | 96815 | ALOHA PETROLEUM, LTD. | 1132 BISHOP STREET, SUITE 1700 | Honolulu | HI | 96815 | 3 | 1997-08-01 | Currently In Use |  | 4000 | Diesel
9-101185 | ALOHA CAMPBELL | 3327 CAMPBELL AVE | Honolulu | HI | 96815 | ALOHA PETROLEUM, LTD. | 1132 BISHOP STREET, SUITE 1700 | Honolulu | HI | 96815 | R-3 | 1981-04-04 | Permanently Out of Use | 1997-07-17 | 10000 | Gasoline
9-101185 | ALOHA CAMPBELL | 3327 CAMPBELL AVE | Honolulu | HI | 96815 | ALOHA PETROLEUM, LTD. | 1132 BISHOP STREET, SUITE 1700 | Honolulu | HI | 96815 | 87 | 1997-08-01 | Currently In Use |  | 10000 | Gasohol
9-101185 | ALOHA CAMPBELL | 3327 CAMPBELL AVE | Honolulu | HI | 96815 | ALOHA PETROLEUM, LTD. | 1132 BISHOP STREET, SUITE 1700 | Honolulu | HI | 96815 | 92 | 1997-08-01 | Currently In Use |  | 6000 | Gasohol
9-101185 | ALOHA CAMPBELL | 3327 CAMPBELL AVE | Honolulu | HI | 96815 | ALOHA PETROLEUM, LTD. | 1132 BISHOP STREET, SUITE 1700 | Honolulu | HI | 96815 | R-1 | 1981-04-04 | Permanently Out of Use | 1997-07-17 | 10000 | Gasoline
9-703922 | New Cingular Wireless, LLC dba AT&T Mobility | 3-3277 Kuhio Hwy | Lihue | HI | 96766 | AT&T Services, Inc. | 308 S. Akard Rm 1700 | Lihue | HI | 96766 | 1 | 2013-09-01 | Currently in Use |  | 2000 | Diesel
9-100279 | McKINLEY MOTOR SERVICE INC. | 333 KALIHI ST | Honolulu | HI | 96819 | McKINLEY MOTOR SERVICE INC. | 1139 KAPIOLANI BLVD | Honolulu | HI | 96819 | R-1 | 1972-03-08 | Permanently Out of Use | 1997-05-05 | 10000 | Gasoline
9-100279 | McKINLEY MOTOR SERVICE INC. | 333 KALIHI ST | Honolulu | HI | 96819 | McKINLEY MOTOR SERVICE INC. | 1139 KAPIOLANI BLVD | Honolulu | HI | 96819 | R-2 | 1972-03-08 | Permanently Out of Use | 1997-05-05 | 10000 | Gasoline
9-100279 | McKINLEY MOTOR SERVICE INC. | 333 KALIHI ST | Honolulu | HI | 96819 | McKINLEY MOTOR SERVICE INC. | 1139 KAPIOLANI BLVD | Honolulu | HI | 96819 | R-3 | 1972-03-08 | Permanently Out of Use | 1997-05-02 | 10000 | Gasoline
9-100812 | MELIM BLDG | 333 QUEEN ST | Honolulu | HI | 96813 | MELIM LTD. | 333 QUEEN ST | Honolulu | HI | 96813 | R-1 | 1959-01-01 | Permanently Out of Use | 1993-03-06 | 6000 | Gasoline
9-100812 | MELIM BLDG | 333 QUEEN ST | Honolulu | HI | 96813 | MELIM LTD. | 333 QUEEN ST | Honolulu | HI | 96813 | R-3 | 1966-03-20 | Permanently Out of Use | 1993-03-06 | 500 | Used Oil
9-100812 | MELIM BLDG | 333 QUEEN ST | Honolulu | HI | 96813 | MELIM LTD. | 333 QUEEN ST | Honolulu | HI | 96813 | R-2 | 1966-03-20 | Permanently Out of Use | 1993-03-13 | 6000 | Gasoline
9-100874 | ROYAL HAWAIIAN MARKET PLACE | 333 ROYAL HAWAIIAN AVE | Honolulu | HI | 96815 | ATELIER USA INC | C/O KENNETH WONG, ESQ 745 FORT ST, STE 600 | Honolulu | HI | 96815 | R-1 |  | Permanently Out of Use | 1999-02-01 | 5000 | Gasoline
9-101065 | GEM DEPT | 333 WARD AVE | Honolulu | HI | 96800 | GEM OF HAWAII, INC | 1287 KALANI | Honolulu | HI | 96800 | R-1 |  | Permanently Out of Use | 1993-08-02 | 430 | Used Oil
9-102553 | JH SAKAMOTO & ASSOCIATES | 3335 CAMPBELL AVE | Honolulu | HI | 96815 | JH SAKAMOTO & ASSOCIATES | PACIFIC PARK PLAZA / 711 KAPIOLANI BLVD, SUITE 1270 | Honolulu | HI | 96815 | R-2 |  | Permanently Out of Use | 1992-02-05 | 1200 | Not Listed
9-102553 | JH SAKAMOTO & ASSOCIATES | 3335 CAMPBELL AVE | Honolulu | HI | 96815 | JH SAKAMOTO & ASSOCIATES | PACIFIC PARK PLAZA / 711 KAPIOLANI BLVD, SUITE 1270 | Honolulu | HI | 96815 | R-1 |  | Permanently Out of Use | 1992-02-05 | 1000 | Not Listed
9-102553 | JH SAKAMOTO & ASSOCIATES | 3335 CAMPBELL AVE | Honolulu | HI | 96815 | JH SAKAMOTO & ASSOCIATES | PACIFIC PARK PLAZA / 711 KAPIOLANI BLVD, SUITE 1270 | Honolulu | HI | 96815 | R-3 |  | Permanently Out of Use | 1992-02-05 | 4000 | Not Listed
9-501858 | MARMAC, INC. | 334 ALAMAHA PL | Kahului | HI | 96732 | MARMAC, INC. | 334 ALAMAHA PLACE | Kahului | HI | 96732 | 1 | 1973-01-18 | Permanently Out of Use | 1986-06-30 | 10000 | Not Listed
9-100088 | C&CH PALOLO FIRE STATION | 3345 KIWILI ST | Honolulu | HI | 96816 | C&C HNL Fire Dept | 636 South Street | Honolulu | HI | 96816 | R-1 | 1972-09-03 | Permanently Out of Use | 1993-10-31 | 1000 | Diesel
9-201775 | U.S. POSTAL SERVICE - KAILUA | 335 HAHANI | Kailua | HI | 96734 | U.S. POSTAL SERVICE | 850 CHERRY AVENUE | Kailua | HI | 96734 | R-1A | 1979-01-30 | Permanently Out of Use | 1996-09-03 | 6000 | Gasoline
9-201775 | U.S. POSTAL SERVICE - KAILUA | 335 HAHANI | Kailua | HI | 96734 | U.S. POSTAL SERVICE | 850 CHERRY AVENUE | Kailua | HI | 96734 | R-1 | 1970-04-07 | Permanently Out of Use | 1996-09-05 | 6000 | Gasoline
9-101768 | U.S. POSTAL SERVICE - DOWNTOWN | 335 MERCHANT ST | Honolulu | HI | 96813 | U.S. POSTAL SERVICE | 850 CHERRY AVENUE | Honolulu | HI | 96813 | R-1 |  | Permanently Out of Use | 1984-12-01 | 6000 | Gasoline
9-601627 | KEAAU SERVICE STATION | 335 PAHOA HWY | Keaau | HI | 96749 | BENJAMIN ALONZO, SR | P. O. BOX 335 | Keaau | HI | 96749 | R-4 | 1966-06-02 | Permanently Out of Use | 1997-01-25 | 2000 | Gasoline
9-601627 | KEAAU SERVICE STATION | 335 PAHOA HWY | Keaau | HI | 96749 | BENJAMIN ALONZO, SR | P. O. BOX 335 | Keaau | HI | 96749 | R-3 | 1929-06-02 | Permanently Out of Use | 1997-01-25 | 550 | Diesel
9-601627 | KEAAU SERVICE STATION | 335 PAHOA HWY | Keaau | HI | 96749 | BENJAMIN ALONZO, SR | P. O. BOX 335 | Keaau | HI | 96749 | R-2 | 1929-06-02 | Permanently Out of Use | 1997-01-25 | 550 | Diesel
9-601627 | KEAAU SERVICE STATION | 335 PAHOA HWY | Keaau | HI | 96749 | BENJAMIN ALONZO, SR | P. O. BOX 335 | Keaau | HI | 96749 | R-1 | 1974-06-02 | Permanently Out of Use | 1997-01-25 | 3000 | Gasoline
9-702437 | KAUAI LAGOONS GOLF MAINTENANCE | 3351 Hoolaulea Way | Lihue | HI | 96766 | Kauai Lagoons Golf Maintenance | 3351 Hoolaulea Way | Lihue | HI | 96766 | 2 | 1988-01-31 | Currently in Use |  | 2000 | Diesel
9-702437 | KAUAI LAGOONS GOLF MAINTENANCE | 3351 Hoolaulea Way | Lihue | HI | 96766 | Kauai Lagoons Golf Maintenance | 3351 Hoolaulea Way | Lihue | HI | 96766 | R-1 | 1988-06-01 | Permanently Out of Use | 1997-06-10 | 8000 | Diesel
9-702437 | KAUAI LAGOONS GOLF MAINTENANCE | 3351 Hoolaulea Way | Lihue | HI | 96766 | Kauai Lagoons Golf Maintenance | 3351 Hoolaulea Way | Lihue | HI | 96766 | 1 | 1988-01-31 | Currently in Use |  | 2000 | Gasohol
9-601922 | HAWAII PLANING MILL, LTD. | 336 KANOELEHUA AVE | Hilo | HI | 96720 | HAWAII PLANING MILL, LTD. | HPM BUILDING SUPPLY / 380 KANOELEHUA AVE | Hilo | HI | 96720 | R-003 | 1969-03-31 | Permanently Out of Use | 1988-01-16 | 3000 | Gasoline
9-601922 | HAWAII PLANING MILL, LTD. | 336 KANOELEHUA AVE | Hilo | HI | 96720 | HAWAII PLANING MILL, LTD. | HPM BUILDING SUPPLY / 380 KANOELEHUA AVE | Hilo | HI | 96720 | R-001 | 1969-03-31 | Permanently Out of Use | 1988-01-16 | 6000 | Diesel
9-601922 | HAWAII PLANING MILL, LTD. | 336 KANOELEHUA AVE | Hilo | HI | 96720 | HAWAII PLANING MILL, LTD. | HPM BUILDING SUPPLY / 380 KANOELEHUA AVE | Hilo | HI | 96720 | R-002 | 1969-03-31 | Permanently Out of Use | 1988-01-16 | 4000 | Gasoline
9-601922 | HAWAII PLANING MILL, LTD. | 336 KANOELEHUA AVE | Hilo | HI | 96720 | HAWAII PLANING MILL, LTD. | HPM BUILDING SUPPLY / 380 KANOELEHUA AVE | Hilo | HI | 96720 | R-004 | 1969-03-31 | Permanently Out of Use | 1988-01-16 | 800 | Used Oil
9-702558 | KAUAI CIGAR SHOP | 3-3601 KUHIO HWY | Lihue | HI | 96766 | KAUAI CIGAR SHOP | 3-3601 KUHIO HWY | Lihue | HI | 96766 | R-2 | 1950-01-01 | Permanently Out of Use | 1999-02-05 | 4000 | Gasoline
9-702558 | KAUAI CIGAR SHOP | 3-3601 KUHIO HWY | Lihue | HI | 96766 | KAUAI CIGAR SHOP | 3-3601 KUHIO HWY | Lihue | HI | 96766 | R-1 | 1950-01-01 | Permanently Out of Use | 1999-02-05 | 4000 | Gasoline
9-101368 | GREEN THUMB INCORPORATED | 3363 CAMPBELL AVE | Honolulu | HI | 96815 | GREEN THUMB INC | 3363 CAMPBELL AVE | Honolulu | HI | 96815 | R-1 | 1968-03-17 | Permanently Out of Use | 1998-12-17 | 500 | Gasoline
9-101368 | GREEN THUMB INCORPORATED | 3363 CAMPBELL AVE | Honolulu | HI | 96815 | GREEN THUMB INC | 3363 CAMPBELL AVE | Honolulu | HI | 96815 | R-2 | 1978-03-17 | Permanently Out of Use | 1998-12-17 | 2000 | Gasoline
9-100344 | TEXACO STATION | 3368 WAIALAE AVE | Honolulu | HI | 96816 | TEXACO REFINING & MARKETING INC. | ENVIRONMENTAL SERVICES 800 SW FIRST AVE., SUITE 180 | Honolulu | HI | 96816 | R-7 | 1988-12-29 | Permanently Out of Use | 1994-06-02 | 10000 | Gasoline
9-100344 | TEXACO STATION | 3368 WAIALAE AVE | Honolulu | HI | 96816 | TEXACO REFINING & MARKETING INC. | ENVIRONMENTAL SERVICES 800 SW FIRST AVE., SUITE 180 | Honolulu | HI | 96816 | R-11 | 1988-12-29 | Permanently Out of Use | 1994-06-02 | 10000 | Gasoline
9-100344 | TEXACO STATION | 3368 WAIALAE AVE | Honolulu | HI | 96816 | TEXACO REFINING & MARKETING INC. | ENVIRONMENTAL SERVICES 800 SW FIRST AVE., SUITE 180 | Honolulu | HI | 96816 | R-10 | 1988-12-29 | Permanently Out of Use | 1994-06-02 | 550 | Used Oil
9-100344 | TEXACO STATION | 3368 WAIALAE AVE | Honolulu | HI | 96816 | TEXACO REFINING & MARKETING INC. | ENVIRONMENTAL SERVICES 800 SW FIRST AVE., SUITE 180 | Honolulu | HI | 96816 | R-1 | 1965-12-30 | Permanently Out of Use |  | 550 | Used Oil
9-100344 | TEXACO STATION | 3368 WAIALAE AVE | Honolulu | HI | 96816 | TEXACO REFINING & MARKETING INC. | ENVIRONMENTAL SERVICES 800 SW FIRST AVE., SUITE 180 | Honolulu | HI | 96816 | R-9 | 1988-12-29 | Permanently Out of Use | 1994-06-02 | 10000 | Gasoline
9-100344 | TEXACO STATION | 3368 WAIALAE AVE | Honolulu | HI | 96816 | TEXACO REFINING & MARKETING INC. | ENVIRONMENTAL SERVICES 800 SW FIRST AVE., SUITE 180 | Honolulu | HI | 96816 | R-8 | 1988-12-29 | Permanently Out of Use | 1994-06-02 | 10000 | Gasoline
9-100344 | TEXACO STATION | 3368 WAIALAE AVE | Honolulu | HI | 96816 | TEXACO REFINING & MARKETING INC. | ENVIRONMENTAL SERVICES 800 SW FIRST AVE., SUITE 180 | Honolulu | HI | 96816 | R-2 | 1977-12-30 | Permanently Out of Use |  | 4000 | Gasoline
9-100344 | TEXACO STATION | 3368 WAIALAE AVE | Honolulu | HI | 96816 | TEXACO REFINING & MARKETING INC. | ENVIRONMENTAL SERVICES 800 SW FIRST AVE., SUITE 180 | Honolulu | HI | 96816 | R-3 | 1965-12-30 | Permanently Out of Use |  | 4000 | Gasoline
9-100344 | TEXACO STATION | 3368 WAIALAE AVE | Honolulu | HI | 96816 | TEXACO REFINING & MARKETING INC. | ENVIRONMENTAL SERVICES 800 SW FIRST AVE., SUITE 180 | Honolulu | HI | 96816 | R-5 | 1965-12-30 | Permanently Out of Use |  | 4000 | Gasoline
9-100344 | TEXACO STATION | 3368 WAIALAE AVE | Honolulu | HI | 96816 | TEXACO REFINING & MARKETING INC. | ENVIRONMENTAL SERVICES 800 SW FIRST AVE., SUITE 180 | Honolulu | HI | 96816 | R-4 | 1965-12-30 | Permanently Out of Use |  | 4000 | Gasoline
9-100344 | TEXACO STATION | 3368 WAIALAE AVE | Honolulu | HI | 96816 | TEXACO REFINING & MARKETING INC. | ENVIRONMENTAL SERVICES 800 SW FIRST AVE., SUITE 180 | Honolulu | HI | 96816 | R-6 | 1965-12-30 | Permanently Out of Use |  | 4000 | Gasoline
9-101814 | HONOLULU COMMUNITY ACTION PROGRAM | 337 & 357 N KING ST | Honolulu | HI | 96817 | STATE DLNR |  | Honolulu | HI | 96817 | R-03 |  | Permanently Out of Use | 1993-10-04 | 2000 | Not Listed
9-101814 | HONOLULU COMMUNITY ACTION PROGRAM | 337 & 357 N KING ST | Honolulu | HI | 96817 | STATE DLNR |  | Honolulu | HI | 96817 | R-01 | 1964-09-20 | Permanently Out of Use | 1993-10-01 | 4000 | Gasoline
9-101814 | HONOLULU COMMUNITY ACTION PROGRAM | 337 & 357 N KING ST | Honolulu | HI | 96817 | STATE DLNR |  | Honolulu | HI | 96817 | R-04 |  | Permanently Out of Use |  | 500 | Other
9-101814 | HONOLULU COMMUNITY ACTION PROGRAM | 337 & 357 N KING ST | Honolulu | HI | 96817 | STATE DLNR |  | Honolulu | HI | 96817 | R-02 | 1964-09-20 | Permanently Out of Use | 1993-09-30 | 4000 | Diesel
9-700633 | HALE KAUAI, LTD. | 3371 WILCOX RD | Lihue | HI | 96766 | HALE KAUAI, LTD. | 3371 WILCOX RD | Lihue | HI | 96766 | R-2 | 1975-02-26 | Permanently Out of Use | 1992-04-22 | 10000 | Gasoline
9-700633 | HALE KAUAI, LTD. | 3371 WILCOX RD | Lihue | HI | 96766 | HALE KAUAI, LTD. | 3371 WILCOX RD | Lihue | HI | 96766 | r-1A | 1992-06-01 | Permanently out of Use | 2009-01-29 | 3000 | Gasoline
9-700633 | HALE KAUAI, LTD. | 3371 WILCOX RD | Lihue | HI | 96766 | HALE KAUAI, LTD. | 3371 WILCOX RD | Lihue | HI | 96766 | r-1B | 1992-06-01 | Permanently out of Use | 2009-01-29 | 9000 | Diesel
9-700633 | HALE KAUAI, LTD. | 3371 WILCOX RD | Lihue | HI | 96766 | HALE KAUAI, LTD. | 3371 WILCOX RD | Lihue | HI | 96766 | R-1 | 1975-02-26 | Permanently Out of Use | 1992-04-22 | 10000 | Diesel
9-101376 | AIPA Properties, LLC | 3375 KOAPAKA ST | Honolulu | HI | 96819 | AIPA PROPERTIES LLC | 3375 Koapaka | Honolulu | HI | 96819 | R-03 |  | Permanently Out of Use | 1989-08-26 | 10000 | Gasoline
9-101376 | AIPA Properties, LLC | 3375 KOAPAKA ST | Honolulu | HI | 96819 | AIPA PROPERTIES LLC | 3375 Koapaka | Honolulu | HI | 96819 | R-02 |  | Permanently Out of Use | 1989-08-25 | 10000 | Gasoline
9-101376 | AIPA Properties, LLC | 3375 KOAPAKA ST | Honolulu | HI | 96819 | AIPA PROPERTIES LLC | 3375 Koapaka | Honolulu | HI | 96819 | M-1 | 1988-10-01 | Currently In Use |  | 1000 | Diesel
9-101031 | Kaimuki Auto Repair | 3375 WAIALAE AVE | Honolulu | HI | 96816 | Kaimuki Auto Repair | 3375 Waialae Ave | Honolulu | HI | 96816 | r-92 | 1989-08-18 | Permanently out of Use | 2011-01-05 | 10000 | Gasoline
9-101031 | Kaimuki Auto Repair | 3375 WAIALAE AVE | Honolulu | HI | 96816 | Kaimuki Auto Repair | 3375 Waialae Ave | Honolulu | HI | 96816 | r-87 | 1989-08-18 | Permanently out of Use | 2011-01-05 | 10000 | Gasoline
9-101031 | Kaimuki Auto Repair | 3375 WAIALAE AVE | Honolulu | HI | 96816 | Kaimuki Auto Repair | 3375 Waialae Ave | Honolulu | HI | 96816 | 2 | 2011-01-20 | Currently in Use |  | 10000 | Gasoline
9-101031 | Kaimuki Auto Repair | 3375 WAIALAE AVE | Honolulu | HI | 96816 | Kaimuki Auto Repair | 3375 Waialae Ave | Honolulu | HI | 96816 | r-89 | 1989-08-18 | Permanently out of Use | 2011-01-05 | 10000 | Gasoline
9-101031 | Kaimuki Auto Repair | 3375 WAIALAE AVE | Honolulu | HI | 96816 | Kaimuki Auto Repair | 3375 Waialae Ave | Honolulu | HI | 96816 | r-used oil | 1989-06-01 | Permanently Out of Use | 2011-01-05 | 550 | Used Oil
9-101031 | Kaimuki Auto Repair | 3375 WAIALAE AVE | Honolulu | HI | 96816 | Kaimuki Auto Repair | 3375 Waialae Ave | Honolulu | HI | 96816 | R-5 | 1962-04-18 | Permanently Out of Use | 1989-08-18 | 550 | Used Oil
9-101031 | Kaimuki Auto Repair | 3375 WAIALAE AVE | Honolulu | HI | 96816 | Kaimuki Auto Repair | 3375 Waialae Ave | Honolulu | HI | 96816 | R-4 | 1971-04-19 | Permanently Out of Use | 1989-08-18 | 4000 | Gasoline
9-101031 | Kaimuki Auto Repair | 3375 WAIALAE AVE | Honolulu | HI | 96816 | Kaimuki Auto Repair | 3375 Waialae Ave | Honolulu | HI | 96816 | R-3 | 1962-04-18 | Permanently Out of Use | 1989-08-18 | 4000 | Gasoline
9-101031 | Kaimuki Auto Repair | 3375 WAIALAE AVE | Honolulu | HI | 96816 | Kaimuki Auto Repair | 3375 Waialae Ave | Honolulu | HI | 96816 | R-2 | 1962-04-18 | Permanently Out of Use | 1989-08-18 | 4000 | Gasoline
9-101031 | Kaimuki Auto Repair | 3375 WAIALAE AVE | Honolulu | HI | 96816 | Kaimuki Auto Repair | 3375 Waialae Ave | Honolulu | HI | 96816 | R-1 | 1962-04-18 | Permanently Out of Use | 1989-08-18 | 6000 | Gasoline
9-101031 | Kaimuki Auto Repair | 3375 WAIALAE AVE | Honolulu | HI | 96816 | Kaimuki Auto Repair | 3375 Waialae Ave | Honolulu | HI | 96816 | 1 | 2011-01-20 | Currently in Use |  | 10000 | Gasoline
9-601083 | HILO MUNICIPAL GOLF COURSE | 340 HAIHAI ST | Hilo | HI | 96720 | COUNTY OF HAWAII - DEPT OF PARKS AND RECREATION | 25 AUPUNI ST | Hilo | HI | 96720 | R-1 | 1971-05-06 | Permanently Out of Use | 1992-07-31 | 500 | Gasoline
9-601371 | I. YAMADA FURNITURE STORE, LTD. | 340 KINOOLE ST | Hilo | HI | 96720 | YAMADA FURNITURE | 340 KINOOLE St | Hilo | HI | 96720 | R-1 | 1979-05-07 | Permanently Out of Use |  | 1000 | Gasoline
9-601371 | I. YAMADA FURNITURE STORE, LTD. | 340 KINOOLE ST | Hilo | HI | 96720 | YAMADA FURNITURE | 340 KINOOLE St | Hilo | HI | 96720 | R-3 | 1978-05-06 | Permanently Out of Use |  | 500 | Gasoline
9-601371 | I. YAMADA FURNITURE STORE, LTD. | 340 KINOOLE ST | Hilo | HI | 96720 | YAMADA FURNITURE | 340 KINOOLE St | Hilo | HI | 96720 | R-2 | 1978-05-06 | Permanently Out of Use |  | 1000 | Gasoline
9-102528 | SHOGAKUKAN PRODUCTION U.S.A., CO | 3405 WAIALAE AVE | Honolulu | HI | 96816 | UNDETERMINED AT THIS TIME | Address Unknown | Honolulu | HI | 96816 | P-1 |  | Permanently Out of Use |  |  | Not Listed
9-702960 | WILCOX HOSPITAL | 3420 KUHIO HWY | Lihue | HI | 96766 | WILCOX HOSPITAL | 3420 KUHIO HWY | Lihue | HI | 96766 | R-3 |  | Permanently Out of Use | 1994-07-13 | 4000 | Diesel
9-702960 | WILCOX HOSPITAL | 3420 KUHIO HWY | Lihue | HI | 96766 | WILCOX HOSPITAL | 3420 KUHIO HWY | Lihue | HI | 96766 | R-2 |  | Permanently Out of Use | 1994-07-13 | 6000 | Diesel
9-702960 | WILCOX HOSPITAL | 3420 KUHIO HWY | Lihue | HI | 96766 | WILCOX HOSPITAL | 3420 KUHIO HWY | Lihue | HI | 96766 | R-1 |  | Permanently Out of Use | 1994-01-17 | 500 | Diesel
9-100947 | DOROTHY TANAKA | 3423 CAMPBELL AVE | Honolulu | HI | 96815 | DOROTHY TANAKA | 3423 CAMPBELL AVE | Honolulu | HI | 96815 | R-001 | 1941-05-04 | Permanently Out of Use | 1985-03-01 | 120 | Gasoline
9-500429 | PUKALANI SHELL | 3425 OLD HALEAKALA HWY | Pukalani | HI | 96788 | Lahaina Petroleum LLC | 68 Hana Hwy | Pukalani | HI | 96788 | 92 | 1994-11-01 | Currently In Use |  | 12000 | Gasoline
9-500429 | PUKALANI SHELL | 3425 OLD HALEAKALA HWY | Pukalani | HI | 96788 | Lahaina Petroleum LLC | 68 Hana Hwy | Pukalani | HI | 96788 | R-02 | 1973-02-06 | Permanently Out of Use | 1986-09-30 | 4000 | Gasoline
9-500429 | PUKALANI SHELL | 3425 OLD HALEAKALA HWY | Pukalani | HI | 96788 | Lahaina Petroleum LLC | 68 Hana Hwy | Pukalani | HI | 96788 | R-01 | 1973-02-06 | Permanently Out of Use | 1986-09-30 | 550 | Used Oil
9-500429 | PUKALANI SHELL | 3425 OLD HALEAKALA HWY | Pukalani | HI | 96788 | Lahaina Petroleum LLC | 68 Hana Hwy | Pukalani | HI | 96788 | R-03 | 1973-02-06 | Permanently Out of Use | 1986-09-30 | 4000 | Gasoline
9-500429 | PUKALANI SHELL | 3425 OLD HALEAKALA HWY | Pukalani | HI | 96788 | Lahaina Petroleum LLC | 68 Hana Hwy | Pukalani | HI | 96788 | 87 | 1994-11-01 | Currently In Use |  | 12000 | Gasoline
9-701554 | HANAMAULU SERVICE CENTER | 3-4280 KUHIO HWY | Lihue | HI | 96766 | HANAMAULU SERVICE CENTER | P.O. BOX 1798 3-4280 KUHIO HWY | Lihue | HI | 96766 | 2a | 1992-01-01 | Currently in Use |  | 6000 | Gasoline
9-701554 | HANAMAULU SERVICE CENTER | 3-4280 KUHIO HWY | Lihue | HI | 96766 | HANAMAULU SERVICE CENTER | P.O. BOX 1798 3-4280 KUHIO HWY | Lihue | HI | 96766 | R-3 |  | Permanently Out of Use | 1992-06-12 | 3000 | Gasoline
9-701554 | HANAMAULU SERVICE CENTER | 3-4280 KUHIO HWY | Lihue | HI | 96766 | HANAMAULU SERVICE CENTER | P.O. BOX 1798 3-4280 KUHIO HWY | Lihue | HI | 96766 | 1 | 1992-01-01 | Currently in Use |  | 8000 | Gasoline
9-701554 | HANAMAULU SERVICE CENTER | 3-4280 KUHIO HWY | Lihue | HI | 96766 | HANAMAULU SERVICE CENTER | P.O. BOX 1798 3-4280 KUHIO HWY | Lihue | HI | 96766 | R-1 |  | Permanently Out of Use | 1992-06-12 | 6000 | Gasoline
9-701554 | HANAMAULU SERVICE CENTER | 3-4280 KUHIO HWY | Lihue | HI | 96766 | HANAMAULU SERVICE CENTER | P.O. BOX 1798 3-4280 KUHIO HWY | Lihue | HI | 96766 | R-2 |  | Permanently Out of Use | 1992-06-12 | 6000 | Gasoline
9-701554 | HANAMAULU SERVICE CENTER | 3-4280 KUHIO HWY | Lihue | HI | 96766 | HANAMAULU SERVICE CENTER | P.O. BOX 1798 3-4280 KUHIO HWY | Lihue | HI | 96766 | 2b | 1992-01-01 | Currently in Use |  | 4000 | Gasoline
9-701554 | HANAMAULU SERVICE CENTER | 3-4280 KUHIO HWY | Lihue | HI | 96766 | HANAMAULU SERVICE CENTER | P.O. BOX 1798 3-4280 KUHIO HWY | Lihue | HI | 96766 | R-4 |  | Permanently Out of Use | 1992-06-12 | 950 | Diesel
9-103322 | KAPIOLANI REGIONAL PARK - SERVICE CENTER | 3447 LEAHI AVE | Honolulu | HI | 96815 | C&C OF HNL - DEPT OF PARKS AND RECREATION | 605 S KING ST | Honolulu | HI | 96815 | R-1 |  | Permanently Out of Use | 1997-12-28 | 500 | Gasoline
9-103322 | KAPIOLANI REGIONAL PARK - SERVICE CENTER | 3447 LEAHI AVE | Honolulu | HI | 96815 | C&C OF HNL - DEPT OF PARKS AND RECREATION | 605 S KING ST | Honolulu | HI | 96815 | R-2 |  | Permanently Out of Use | 1997-12-28 | 1000 | Gasoline
9-503332 | Ohana Fuels fka Maui Self Serve | 345 DAIRY RD. | Kahului | HI | 96732 | MAUI PETROLEUM | P.O. Box 1566 385 Hukilike St. | Kahului | HI | 96732 | 87 | 2014-01-18 | Currently In Use |  | 12000 | Gasohol
9-503332 | Ohana Fuels fka Maui Self Serve | 345 DAIRY RD. | Kahului | HI | 96732 | MAUI PETROLEUM | P.O. Box 1566 385 Hukilike St. | Kahului | HI | 96732 | r-92 | 1978-06-01 | Permanently out of Use | 2014-01-09 | 10000 | Gasoline
9-503332 | Ohana Fuels fka Maui Self Serve | 345 DAIRY RD. | Kahului | HI | 96732 | MAUI PETROLEUM | P.O. Box 1566 385 Hukilike St. | Kahului | HI | 96732 | 2B 89 | 2014-01-18 | Currently in Use |  | 6000 | Gasoline
9-503332 | Ohana Fuels fka Maui Self Serve | 345 DAIRY RD. | Kahului | HI | 96732 | MAUI PETROLEUM | P.O. Box 1566 385 Hukilike St. | Kahului | HI | 96732 | 2A 92 | 2014-01-18 | Currently in Use |  | 6000 | Gasohol
9-503332 | Ohana Fuels fka Maui Self Serve | 345 DAIRY RD. | Kahului | HI | 96732 | MAUI PETROLEUM | P.O. Box 1566 385 Hukilike St. | Kahului | HI | 96732 | r-87 | 1978-06-01 | Permanently out of Use | 2014-01-08 | 10000 | Gasohol
9-202428 | HOLIDAY ACTION GAS - KAILUA | 345 HAHANI ST | Kailua | HI | 96734 | HOLIDAY ACTION GAS INC. | 801 KAHEKA ST | Kailua | HI | 96734 | R-3 | 1969-12-31 | Permanently Out of Use | 1999-02-19 | 4000 | Gasoline
9-202428 | HOLIDAY ACTION GAS - KAILUA | 345 HAHANI ST | Kailua | HI | 96734 | HOLIDAY ACTION GAS INC. | 801 KAHEKA ST | Kailua | HI | 96734 | R-2 | 1969-12-31 | Permanently Out of Use | 1999-02-19 | 4000 | Gasoline
9-202428 | HOLIDAY ACTION GAS - KAILUA | 345 HAHANI ST | Kailua | HI | 96734 | HOLIDAY ACTION GAS INC. | 801 KAHEKA ST | Kailua | HI | 96734 | R-7 |  | Permanently Out of Use | 1994-04-04 | 550 | Used Oil
9-202428 | HOLIDAY ACTION GAS - KAILUA | 345 HAHANI ST | Kailua | HI | 96734 | HOLIDAY ACTION GAS INC. | 801 KAHEKA ST | Kailua | HI | 96734 | R-1 | 1969-12-31 | Permanently Out of Use | 1999-02-19 | 4000 | Gasoline
9-202428 | HOLIDAY ACTION GAS - KAILUA | 345 HAHANI ST | Kailua | HI | 96734 | HOLIDAY ACTION GAS INC. | 801 KAHEKA ST | Kailua | HI | 96734 | R-6 | 1969-12-31 | Permanently Out of Use | 1999-02-19 | 4000 | Gasoline
9-202428 | HOLIDAY ACTION GAS - KAILUA | 345 HAHANI ST | Kailua | HI | 96734 | HOLIDAY ACTION GAS INC. | 801 KAHEKA ST | Kailua | HI | 96734 | R-5 | 1969-12-31 | Permanently Out of Use | 1999-02-19 | 4000 | Gasoline
9-202428 | HOLIDAY ACTION GAS - KAILUA | 345 HAHANI ST | Kailua | HI | 96734 | HOLIDAY ACTION GAS INC. | 801 KAHEKA ST | Kailua | HI | 96734 | R-4 | 1969-12-31 | Permanently Out of Use | 1999-02-19 | 4000 | Gasoline
9-101375 | OTO'S SERVICE, INC. | 345 MOKAUEA ST | Honolulu | HI | 96819 | OTO'S SERVICE, INC. | 345 MOKAUEA St | Honolulu | HI | 96819 | R-3 | 1965-04-21 | Permanently Out of Use |  | 3000 | Diesel
9-101375 | OTO'S SERVICE, INC. | 345 MOKAUEA ST | Honolulu | HI | 96819 | OTO'S SERVICE, INC. | 345 MOKAUEA St | Honolulu | HI | 96819 | R-4 | 1965-04-21 | Permanently Out of Use |  | 500 | Diesel
9-101375 | OTO'S SERVICE, INC. | 345 MOKAUEA ST | Honolulu | HI | 96819 | OTO'S SERVICE, INC. | 345 MOKAUEA St | Honolulu | HI | 96819 | R-5 | 1965-04-21 | Permanently Out of Use |  | 500 | Used Oil
9-101375 | OTO'S SERVICE, INC. | 345 MOKAUEA ST | Honolulu | HI | 96819 | OTO'S SERVICE, INC. | 345 MOKAUEA St | Honolulu | HI | 96819 | R-1 | 1965-04-21 | Permanently Out of Use |  | 6000 | Gasoline
9-101375 | OTO'S SERVICE, INC. | 345 MOKAUEA ST | Honolulu | HI | 96819 | OTO'S SERVICE, INC. | 345 MOKAUEA St | Honolulu | HI | 96819 | R-2 | 1965-04-21 | Permanently Out of Use |  | 5000 | Gasoline
9-703397 | ROBERTS HAWAII | 3-4567 KUHIO HWY | Lihue | HI | 96766 | ROBERTS HAWAII TOURS, INC | 680 IWILEI ROAD, SUITE 700 | Lihue | HI | 96766 | 1 | 1997-06-20 | Currently In Use |  | 6000 | Diesel
9-503775 | Pam Fujita Property | 346 N. Market ST | Wailuku | HI | 96793 | Pam Fujita property | 3370 Emekona Place | Wailuku | HI | 96793 | r-1 |  | Permanently Out of Use | 2004-04-16 | 550 | Gasoline
9-503775 | Pam Fujita Property | 346 N. Market ST | Wailuku | HI | 96793 | Pam Fujita property | 3370 Emekona Place | Wailuku | HI | 96793 | r-2 |  | Permanently Out of Use | 2004-04-16 | 550 | Gasoline
9-102935 | KAIMUKI PLAZA | 3465 WAIALAE AVE | Honolulu | HI | 96816 | CPB PROPERTIES | 220 S KING ST, STE 1501 | Honolulu | HI | 96816 | R-1 |  | Permanently Out of Use |  | 350 | Not Listed
9-100264 | KUAKINI MEDICAL CENTER - MAKAI EQUIPMENT ROOM | 347 N KUAKINI ST | Honolulu | HI | 96817 | KUAKINI MEDICAL CENTER | 347 NORTH KUAKINI ST | Honolulu | HI | 96817 | R-3 | 1980-03-20 | Permanently Out of Use | 1991-03-07 | 550 | Diesel
9-100264 | KUAKINI MEDICAL CENTER - MAKAI EQUIPMENT ROOM | 347 N KUAKINI ST | Honolulu | HI | 96817 | KUAKINI MEDICAL CENTER | 347 NORTH KUAKINI ST | Honolulu | HI | 96817 | M-2 | 1999-02-21 | Currently In Use |  | 600 | Diesel
9-100264 | KUAKINI MEDICAL CENTER - MAKAI EQUIPMENT ROOM | 347 N KUAKINI ST | Honolulu | HI | 96817 | KUAKINI MEDICAL CENTER | 347 NORTH KUAKINI ST | Honolulu | HI | 96817 | R-M-2 | 1982-03-20 | Permanently Out of Use | 1998-04-15 | 1000 | Diesel
9-100264 | KUAKINI MEDICAL CENTER - MAKAI EQUIPMENT ROOM | 347 N KUAKINI ST | Honolulu | HI | 96817 | KUAKINI MEDICAL CENTER | 347 NORTH KUAKINI ST | Honolulu | HI | 96817 | M-1 | 1998-05-01 | Currently In Use |  | 2500 | Diesel
9-100264 | KUAKINI MEDICAL CENTER - MAKAI EQUIPMENT ROOM | 347 N KUAKINI ST | Honolulu | HI | 96817 | KUAKINI MEDICAL CENTER | 347 NORTH KUAKINI ST | Honolulu | HI | 96817 | R-M-1 | 1980-03-20 | Permanently Out of Use |  | 5000 | Diesel
9-700607 | KOLOA CENTRAL OFFICE | 3475 POIPU RD | Koloa | HI | 96756 | Hawaiian Telcom | P.O. Box 2200 | Koloa | HI | 96756 | M-1 | 1997-12-29 | Currently In Use |  | 600 | Diesel
9-700607 | KOLOA CENTRAL OFFICE | 3475 POIPU RD | Koloa | HI | 96756 | Hawaiian Telcom | P.O. Box 2200 | Koloa | HI | 96756 | R-M-2 | 1970-05-07 | Permanently Out of Use | 1997-12-15 | 550 | Diesel
9-701131 | KOLOA TOWN CHEVRON 93871 | 3486 POIPU RD | Koloa | HI | 96756 | CHEVRON PRODUCTS COMPANY | 91-480 MALAKOLE ST. | Koloa | HI | 96756 | 1 | 1986-05-01 | Currently in Use |  | 10000 | Gasoline
9-701131 | KOLOA TOWN CHEVRON 93871 | 3486 POIPU RD | Koloa | HI | 96756 | CHEVRON PRODUCTS COMPANY | 91-480 MALAKOLE ST. | Koloa | HI | 96756 | R-4 | 1986-05-01 | Permanently Out of Use | 2004-07-27 | 1000 | Used Oil
9-701131 | KOLOA TOWN CHEVRON 93871 | 3486 POIPU RD | Koloa | HI | 96756 | CHEVRON PRODUCTS COMPANY | 91-480 MALAKOLE ST. | Koloa | HI | 96756 | R-4 | 1968-04-28 | Permanently Out of Use | 1986-05-16 | 1000 | Used Oil
9-701131 | KOLOA TOWN CHEVRON 93871 | 3486 POIPU RD | Koloa | HI | 96756 | CHEVRON PRODUCTS COMPANY | 91-480 MALAKOLE ST. | Koloa | HI | 96756 | 2 | 1986-05-01 | Currently in Use |  | 10000 | Gasoline
9-701131 | KOLOA TOWN CHEVRON 93871 | 3486 POIPU RD | Koloa | HI | 96756 | CHEVRON PRODUCTS COMPANY | 91-480 MALAKOLE ST. | Koloa | HI | 96756 | R-2 | 1968-04-28 | Permanently Out of Use | 1986-05-15 | 10000 | Gasoline
9-701131 | KOLOA TOWN CHEVRON 93871 | 3486 POIPU RD | Koloa | HI | 96756 | CHEVRON PRODUCTS COMPANY | 91-480 MALAKOLE ST. | Koloa | HI | 96756 | R-1 | 1968-04-28 | Permanently Out of Use | 1986-05-15 | 10000 | Gasoline
9-701131 | KOLOA TOWN CHEVRON 93871 | 3486 POIPU RD | Koloa | HI | 96756 | CHEVRON PRODUCTS COMPANY | 91-480 MALAKOLE ST. | Koloa | HI | 96756 | R-3 | 1968-04-28 | Permanently Out of Use | 1986-05-15 | 5000 | Gasoline
9-701131 | KOLOA TOWN CHEVRON 93871 | 3486 POIPU RD | Koloa | HI | 96756 | CHEVRON PRODUCTS COMPANY | 91-480 MALAKOLE ST. | Koloa | HI | 96756 | 3 | 1986-05-01 | Currently in Use |  | 10000 | Gasoline
9-701131 | KOLOA TOWN CHEVRON 93871 | 3486 POIPU RD | Koloa | HI | 96756 | CHEVRON PRODUCTS COMPANY | Attn Permit Desk PO Box 6004 | Koloa | HI | 96756 | R-1 | 1968-04-28 | Permanently Out of Use | 1986-05-15 | 10000 | Gasoline
9-701131 | KOLOA TOWN CHEVRON 93871 | 3486 POIPU RD | Koloa | HI | 96756 | CHEVRON PRODUCTS COMPANY | Attn Permit Desk PO Box 6004 | Koloa | HI | 96756 | R-3 | 1968-04-28 | Permanently Out of Use | 1986-05-15 | 5000 | Gasoline
9-701131 | KOLOA TOWN CHEVRON 93871 | 3486 POIPU RD | Koloa | HI | 96756 | CHEVRON PRODUCTS COMPANY | Attn Permit Desk PO Box 6004 | Koloa | HI | 96756 | R-2 | 1968-04-28 | Permanently Out of Use | 1986-05-15 | 10000 | Gasoline
9-701131 | KOLOA TOWN CHEVRON 93871 | 3486 POIPU RD | Koloa | HI | 96756 | CHEVRON PRODUCTS COMPANY | Attn Permit Desk PO Box 6004 | Koloa | HI | 96756 | R-4 | 1968-04-28 | Permanently Out of Use | 1986-05-16 | 1000 | Used Oil
9-701131 | KOLOA TOWN CHEVRON 93871 | 3486 POIPU RD | Koloa | HI | 96756 | CHEVRON PRODUCTS COMPANY | Attn Permit Desk PO Box 6004 | Koloa | HI | 96756 | 1 | 1986-05-01 | Currently in Use |  | 10000 | Gasoline
9-701131 | KOLOA TOWN CHEVRON 93871 | 3486 POIPU RD | Koloa | HI | 96756 | CHEVRON PRODUCTS COMPANY | Attn Permit Desk PO Box 6004 | Koloa | HI | 96756 | 2 | 1986-05-01 | Currently in Use |  | 10000 | Gasoline
9-701131 | KOLOA TOWN CHEVRON 93871 | 3486 POIPU RD | Koloa | HI | 96756 | CHEVRON PRODUCTS COMPANY | Attn Permit Desk PO Box 6004 | Koloa | HI | 96756 | 3 | 1986-05-01 | Currently in Use |  | 10000 | Gasoline
9-701131 | KOLOA TOWN CHEVRON 93871 | 3486 POIPU RD | Koloa | HI | 96756 | CHEVRON PRODUCTS COMPANY | Attn Permit Desk PO Box 6004 | Koloa | HI | 96756 | R-4 | 1986-05-01 | Permanently Out of Use | 2004-07-27 | 1000 | Used Oil
9-702547 | JJR INC (aka The Little Gas Shack) | 3486 RICE ST | Lihue | HI | 96766 | J.J.R. INC. | 3416 RICE STREET | Lihue | HI | 96766 | r-3 | 1992-01-10 | Permanently out of Use | 2010-09-03 | 6000 | Gasoline
9-702547 | JJR INC (aka The Little Gas Shack) | 3486 RICE ST | Lihue | HI | 96766 | J.J.R. INC. | 3416 RICE STREET | Lihue | HI | 96766 | r-1 | 1992-01-10 | Permanently out of Use | 2010-09-03 | 3000 | Diesel
9-700683 | KAUAI VETERANS' SERVICE STATION | 3486 RICE ST | Lihue | HI | 96766 | WILLIAM HYDE COMPANIES | P.O. BOX 1391 | Lihue | HI | 96766 | R-5 | 1956-04-24 | Permanently Out of Use | 1991-06-26 | 550 | Diesel
9-700683 | KAUAI VETERANS' SERVICE STATION | 3486 RICE ST | Lihue | HI | 96766 | WILLIAM HYDE COMPANIES | P.O. BOX 1391 | Lihue | HI | 96766 | R-4 | 1983-04-25 | Permanently Out of Use | 1991-06-29 | 3000 | Gasoline
9-700683 | KAUAI VETERANS' SERVICE STATION | 3486 RICE ST | Lihue | HI | 96766 | WILLIAM HYDE COMPANIES | P.O. BOX 1391 | Lihue | HI | 96766 | R-3 | 1983-04-25 | Permanently Out of Use | 1991-06-29 | 3000 | Gasoline
9-700683 | KAUAI VETERANS' SERVICE STATION | 3486 RICE ST | Lihue | HI | 96766 | WILLIAM HYDE COMPANIES | P.O. BOX 1391 | Lihue | HI | 96766 | R-1 | 1968-04-24 | Permanently Out of Use | 1991-06-29 | 2000 | Gasoline
9-702547 | JJR INC (aka The Little Gas Shack) | 3486 RICE ST | Lihue | HI | 96766 | J.J.R. INC. | 3416 RICE STREET | Lihue | HI | 96766 | r-2 | 1992-01-10 | Permanently out of Use | 2010-09-03 | 3000 | Gasoline
9-700683 | KAUAI VETERANS' SERVICE STATION | 3486 RICE ST | Lihue | HI | 96766 | WILLIAM HYDE COMPANIES | P.O. BOX 1391 | Lihue | HI | 96766 | R-2 | 1968-04-24 | Permanently Out of Use | 1991-06-29 | 2000 | Gasoline
9-600458 | HAWAII COUNTY POLICE DEPT | 349 KAPIOLANI ST | Hilo | HI | 96720 | COUNTY OF HAWAII - POLICE DEPARTMENT | 349 KAPIOLANI STREET | Hilo | HI | 96720 | R-A | 1975-05-22 | Permanently Out of Use | 1993-12-01 | 5000 | Gasoline
9-600458 | HAWAII COUNTY POLICE DEPT | 349 KAPIOLANI ST | Hilo | HI | 96720 | COUNTY OF HAWAII - POLICE DEPARTMENT | 349 KAPIOLANI STREET | Hilo | HI | 96720 | R-B | 1975-05-22 | Permanently Out of Use | 1993-12-01 | 5000 | Gasoline
9-600458 | HAWAII COUNTY POLICE DEPT | 349 KAPIOLANI ST | Hilo | HI | 96720 | COUNTY OF HAWAII - POLICE DEPARTMENT | 349 KAPIOLANI STREET | Hilo | HI | 96720 | 1 | 1994-01-01 | Currently In Use |  | 8000 | Gasoline
9-600458 | HAWAII COUNTY POLICE DEPT | 349 KAPIOLANI ST | Hilo | HI | 96720 | COUNTY OF HAWAII - POLICE DEPARTMENT | 349 KAPIOLANI STREET | Hilo | HI | 96720 | 2 | 1994-01-01 | Currently In Use |  | 8000 | Gasoline
9-101121 | TRADEWIND CHEVRON SERVICE | 3496 WAIALAE AVE | Honolulu | HI | 96816 | CHEVRON PRODUCTS COMPANY | 91-480 MALAKOLE ST. | Honolulu | HI | 96816 | R-2 | 1983-07-19 | Permanently Out of Use | 2000-09-07 | 10000 | Gasoline
9-101121 | TRADEWIND CHEVRON SERVICE | 3496 WAIALAE AVE | Honolulu | HI | 96816 | CHEVRON PRODUCTS COMPANY | 91-480 MALAKOLE ST. | Honolulu | HI | 96816 | R-4 | 1983-07-19 | Permanently Out of Use | 2000-09-07 | 1000 | Used Oil
9-101121 | TRADEWIND CHEVRON SERVICE | 3496 WAIALAE AVE | Honolulu | HI | 96816 | CHEVRON PRODUCTS COMPANY | 91-480 MALAKOLE ST. | Honolulu | HI | 96816 | R-1 | 1983-07-19 | Permanently Out of Use | 2000-09-07 | 10000 | Gasoline
9-101121 | TRADEWIND CHEVRON SERVICE | 3496 WAIALAE AVE | Honolulu | HI | 96816 | CHEVRON PRODUCTS COMPANY | 91-480 MALAKOLE ST. | Honolulu | HI | 96816 | R-3 | 1983-07-19 | Permanently Out of Use | 2000-09-07 | 10000 | Gasoline
9-600653 | LAUPAHOEHOE TRANSPORTATION CO. | 35 HOLOMUA ST | Hilo | HI | 96720 | LAUPAHOEHOE TRANSPORATION CO. | 737 KANOELEHUA AVENUE | Hilo | HI | 96720 | R-004 | 1972-05-13 | Permanently Out of Use | 1991-12-31 | 1000 | Gasoline
9-600653 | LAUPAHOEHOE TRANSPORTATION CO. | 35 HOLOMUA ST | Hilo | HI | 96720 | LAUPAHOEHOE TRANSPORATION CO. | 737 KANOELEHUA AVENUE | Hilo | HI | 96720 | R-003 | 1972-05-13 | Permanently Out of Use | 1991-12-31 | 1000 | Gasoline
9-600653 | LAUPAHOEHOE TRANSPORTATION CO. | 35 HOLOMUA ST | Hilo | HI | 96720 | LAUPAHOEHOE TRANSPORATION CO. | 737 KANOELEHUA AVENUE | Hilo | HI | 96720 | R-1 | 1976-05-13 | Permanently Out of Use | 1999-05-14 | 10000 | Gasoline
9-600653 | LAUPAHOEHOE TRANSPORTATION CO. | 35 HOLOMUA ST | Hilo | HI | 96720 | LAUPAHOEHOE TRANSPORATION CO. | 737 KANOELEHUA AVENUE | Hilo | HI | 96720 | R-2 | 1976-05-13 | Permanently Out of Use | 1999-05-14 | 10000 | Diesel
9-100808 | NORTHWEST AIRLINES CARGO BUILDING (PMID 001122) | 350 AOLEWA PLACE AIRPORT ACCESS RD A | Honolulu | HI | 96819 | DELTA AIRLINES, INC. - HNL | Corporate Real Estate 130 Delta Blvd | Honolulu | HI | 96819 | r-87 | 1983-02-04 | Permanently out of Use | 2014-12-29 | 4380 | Gasoline
9-100808 | NORTHWEST AIRLINES CARGO BUILDING (PMID 001122) | 350 AOLEWA PLACE AIRPORT ACCESS RD A | Honolulu | HI | 96819 | DELTA AIRLINES, INC. - HNL | Corporate Real Estate 130 Delta Blvd | Honolulu | HI | 96819 | r-1 | 1983-02-04 | Permanently out of Use | 2014-12-29 | 4380 | Diesel
9-100808 | NORTHWEST AIRLINES CARGO BUILDING (PMID 001122) | 350 AOLEWA PLACE AIRPORT ACCESS RD A | Honolulu | HI | 96819 | DELTA AIRLINES, INC. - HNL | 350 Aolewa St | Honolulu | HI | 96819 | r-1 | 1983-02-04 | Permanently out of Use | 2014-12-29 | 4380 | Diesel
9-100808 | NORTHWEST AIRLINES CARGO BUILDING (PMID 001122) | 350 AOLEWA PLACE AIRPORT ACCESS RD A | Honolulu | HI | 96819 | DELTA AIRLINES, INC. - HNL | 350 Aolewa St | Honolulu | HI | 96819 | r-87 | 1983-02-04 | Permanently out of Use | 2014-12-29 | 4380 | Gasoline
9-503152 | GEORGE S./ JEAN FUNAI | 350 N Market St | Wailuku | HI | 96793 | GEORGE S./ JEAN FUNAI | c/o Bryan Funai 900 Eha St. Suite 108 | Wailuku | HI | 96793 | R-2 | 1953-01-01 | Permanently Out of Use | 1986-01-01 | 1000 | Gasoline
9-503152 | GEORGE S./ JEAN FUNAI | 350 N Market St | Wailuku | HI | 96793 | GEORGE S./ JEAN FUNAI | c/o Bryan Funai 900 Eha St. Suite 108 | Wailuku | HI | 96793 | R-1 | 1953-01-01 | Permanently Out of Use | 1996-02-08 | 1000 | Gasoline
9-701538 | LONGIE'S CRACKED SEED | 3508 HANAPEPE RD | Hanapepe | HI | 96716 | DENNIS & DAYLE KUROKAWA | P.O. BOX 542 / 3508 HANAPEPE RD | Hanapepe | HI | 96716 | R-3 | 1955-05-21 | Permanently Out of Use | 1991-04-12 | 500 | Gasoline
9-701538 | LONGIE'S CRACKED SEED | 3508 HANAPEPE RD | Hanapepe | HI | 96716 | DENNIS & DAYLE KUROKAWA | P.O. BOX 542 / 3508 HANAPEPE RD | Hanapepe | HI | 96716 | R-4 | 1955-05-21 | Permanently Out of Use | 1991-09-11 | 500 | Gasoline
9-100932 | MIYAZAKI AIRPORT SERVICE STATION (PMID 001104) | 351 RODGERS BLVD | Honolulu | HI | 96819 | Airways Service Station, Inc | 351 Rodgers Blvd | Honolulu | HI | 96819 | R-2 | 1982-04-28 | Permanently Out of Use | 1999-04-30 | 10000 | Gasoline
9-100932 | MIYAZAKI AIRPORT SERVICE STATION (PMID 001104) | 351 RODGERS BLVD | Honolulu | HI | 96819 | Airways Service Station, Inc | 351 Rodgers Blvd | Honolulu | HI | 96819 | r-7B - D | 1999-02-01 | Permanently out of Use | 2013-01-14 | 4000 | Diesel
9-100932 | MIYAZAKI AIRPORT SERVICE STATION (PMID 001104) | 351 RODGERS BLVD | Honolulu | HI | 96819 | Airways Service Station, Inc | 351 Rodgers Blvd | Honolulu | HI | 96819 | r-8 | 1999-02-01 | Permanently out of Use | 2013-01-10 | 500 | Used Oil
9-100932 | MIYAZAKI AIRPORT SERVICE STATION (PMID 001104) | 351 RODGERS BLVD | Honolulu | HI | 96819 | Airways Service Station, Inc | 351 Rodgers Blvd | Honolulu | HI | 96819 | R-7A - 92 | 1999-02-01 | Permanently out of Use | 2013-01-14 | 8000 | Gasoline
9-100932 | MIYAZAKI AIRPORT SERVICE STATION (PMID 001104) | 351 RODGERS BLVD | Honolulu | HI | 96819 | Airways Service Station, Inc | 351 Rodgers Blvd | Honolulu | HI | 96819 | r-87 | 1999-02-01 | Permanently out of Use | 2013-01-14 | 12000 | Gasoline
9-100932 | MIYAZAKI AIRPORT SERVICE STATION (PMID 001104) | 351 RODGERS BLVD | Honolulu | HI | 96819 | Airways Service Station, Inc | 351 Rodgers Blvd | Honolulu | HI | 96819 | R-5 | 1982-04-28 | Permanently Out of Use | 1999-05-20 | 550 | Used Oil
9-100932 | MIYAZAKI AIRPORT SERVICE STATION (PMID 001104) | 351 RODGERS BLVD | Honolulu | HI | 96819 | Airways Service Station, Inc | 351 Rodgers Blvd | Honolulu | HI | 96819 | R-4 | 1982-04-28 | Permanently Out of Use | 1999-04-30 | 10000 | Gasoline
9-100932 | MIYAZAKI AIRPORT SERVICE STATION (PMID 001104) | 351 RODGERS BLVD | Honolulu | HI | 96819 | Airways Service Station, Inc | 351 Rodgers Blvd | Honolulu | HI | 96819 | R-3 | 1982-04-28 | Permanently Out of Use | 1999-04-30 | 10000 | Gasoline
9-100932 | MIYAZAKI AIRPORT SERVICE STATION (PMID 001104) | 351 RODGERS BLVD | Honolulu | HI | 96819 | Dept of Transportation | 869 Punchbowl St | Honolulu | HI | 96819 | R-4 | 1982-04-28 | Permanently Out of Use | 1999-04-30 | 10000 | Gasoline
9-100932 | MIYAZAKI AIRPORT SERVICE STATION (PMID 001104) | 351 RODGERS BLVD | Honolulu | HI | 96819 | Dept of Transportation | 869 Punchbowl St | Honolulu | HI | 96819 | r-87 | 1999-02-01 | Permanently out of Use | 2013-01-14 | 12000 | Gasoline
9-100932 | MIYAZAKI AIRPORT SERVICE STATION (PMID 001104) | 351 RODGERS BLVD | Honolulu | HI | 96819 | Dept of Transportation | 869 Punchbowl St | Honolulu | HI | 96819 | R-3 | 1982-04-28 | Permanently Out of Use | 1999-04-30 | 10000 | Gasoline
9-100932 | MIYAZAKI AIRPORT SERVICE STATION (PMID 001104) | 351 RODGERS BLVD | Honolulu | HI | 96819 | Dept of Transportation | 869 Punchbowl St | Honolulu | HI | 96819 | R-2 | 1982-04-28 | Permanently Out of Use | 1999-04-30 | 10000 | Gasoline
9-100932 | MIYAZAKI AIRPORT SERVICE STATION (PMID 001104) | 351 RODGERS BLVD | Honolulu | HI | 96819 | Dept of Transportation | 869 Punchbowl St | Honolulu | HI | 96819 | R-1 | 1982-04-28 | Permanently Out of Use | 1999-04-30 | 10000 | Gasoline
9-100932 | MIYAZAKI AIRPORT SERVICE STATION (PMID 001104) | 351 RODGERS BLVD | Honolulu | HI | 96819 | Dept of Transportation | 869 Punchbowl St | Honolulu | HI | 96819 | R-5 | 1982-04-28 | Permanently Out of Use | 1999-05-20 | 550 | Used Oil
9-100932 | MIYAZAKI AIRPORT SERVICE STATION (PMID 001104) | 351 RODGERS BLVD | Honolulu | HI | 96819 | Airways Service Station, Inc | 351 Rodgers Blvd | Honolulu | HI | 96819 | R-1 | 1982-04-28 | Permanently Out of Use | 1999-04-30 | 10000 | Gasoline
9-100932 | MIYAZAKI AIRPORT SERVICE STATION (PMID 001104) | 351 RODGERS BLVD | Honolulu | HI | 96819 | Dept of Transportation | 869 Punchbowl St | Honolulu | HI | 96819 | R-7A - 92 | 1999-02-01 | Permanently out of Use | 2013-01-14 | 8000 | Gasoline
9-100932 | MIYAZAKI AIRPORT SERVICE STATION (PMID 001104) | 351 RODGERS BLVD | Honolulu | HI | 96819 | Dept of Transportation | 869 Punchbowl St | Honolulu | HI | 96819 | r-8 | 1999-02-01 | Permanently out of Use | 2013-01-10 | 500 | Used Oil
9-100932 | MIYAZAKI AIRPORT SERVICE STATION (PMID 001104) | 351 RODGERS BLVD | Honolulu | HI | 96819 | Dept of Transportation | 869 Punchbowl St | Honolulu | HI | 96819 | r-7B - D | 1999-02-01 | Permanently out of Use | 2013-01-14 | 4000 | Diesel
9-500770 | ABC STORE 47 | 3511 LOWER HONOAPIILANI HWY | Lahaina | HI | 96761 | MNS, LTD. | 766 Pohukaina St | Lahaina | HI | 96761 | 5 | 2006-08-22 | Currently In Use |  | 10000 | Gasoline
9-500770 | ABC STORE 47 | 3511 LOWER HONOAPIILANI HWY | Lahaina | HI | 96761 | MNS, LTD. | 766 Pohukaina St | Lahaina | HI | 96761 | 4 | 2006-08-22 | Currently In Use |  | 10000 | Gasoline
9-500770 | ABC STORE 47 | 3511 LOWER HONOAPIILANI HWY | Lahaina | HI | 96761 | MNS, LTD. | 766 Pohukaina St | Lahaina | HI | 96761 | R-A | 1982-05-03 | Permanently Out of Use | 1998-11-23 | 4000 | Gasoline
9-500770 | ABC STORE 47 | 3511 LOWER HONOAPIILANI HWY | Lahaina | HI | 96761 | MNS, LTD. | 766 Pohukaina St | Lahaina | HI | 96761 | R-B | 1982-05-03 | Permanently Out of Use | 1998-11-23 | 3000 | Gasoline
9-500770 | ABC STORE 47 | 3511 LOWER HONOAPIILANI HWY | Lahaina | HI | 96761 | MNS, LTD. | 766 Pohukaina St | Lahaina | HI | 96761 | r-3 |  | Permanently Out of Use | 2006-07-13 | 121 | Kerosene
9-501601 | MAUI CAR RENTAL & LEASING, INC. | 353 HANAMAU ST | Kahului | HI | 96732 | ELFRIEDE T. PUGA | C/O MITCHAM & IWADO MANAGEMENT, INC / P.O. BOX 1646 | Kahului | HI | 96732 | R-1 | 1979-04-12 | Permanently Out of Use | 1991-02-27 | 8000 | Gasoline
9-501742 | WAREHOUSE | 353 HANAMAU ST | Kahului | HI | 96732 | JANE C. CLARK (MRS. JOHN CLARK) | 425 N EL CAMINO REAL #210 | Kahului | HI | 96732 | 001 | 1977-06-20 | Permanently Out of Use |  | 3000 | Other
9-503275 | ANDREWS, DR. JOSEPH | 353 IHE PLACE | Kula | HI | 96790 | ANDREWS, JOSEPH DR. | 353 IHE PLACE | Kula | HI | 96790 | r-1 |  | Permanently Out of Use | 1997-03-13 | 550 | Diesel
9-503275 | ANDREWS, DR. JOSEPH | 353 IHE PLACE | Kula | HI | 96790 | ANDREWS, JOSEPH DR. | 353 IHE PLACE | Kula | HI | 96790 | r-2 |  | Permanently Out of Use | 1997-03-13 | 550 | Gasoline
9-101108 | Bionic Chevron 96247 | 3541 HARDING AVE | Honolulu | HI | 96816 | CHEVRON PRODUCTS COMPANY | Attn Permit Desk PO Box 6004 | Honolulu | HI | 96816 | 92 | 1983-07-19 | Currently in Use |  | 10000 | Gasoline
9-101108 | Bionic Chevron 96247 | 3541 HARDING AVE | Honolulu | HI | 96816 | CHEVRON PRODUCTS COMPANY | Attn Permit Desk PO Box 6004 | Honolulu | HI | 96816 | 87 | 1983-07-19 | Currently in Use |  | 10000 | Gasoline
9-101108 | Bionic Chevron 96247 | 3541 HARDING AVE | Honolulu | HI | 96816 | CHEVRON PRODUCTS COMPANY | Attn Permit Desk PO Box 6004 | Honolulu | HI | 96816 | 87 | 1983-07-19 | Currently in Use |  | 10000 | Gasoline
9-101108 | Bionic Chevron 96247 | 3541 HARDING AVE | Honolulu | HI | 96816 | CHEVRON PRODUCTS COMPANY | Attn Permit Desk PO Box 6004 | Honolulu | HI | 96816 | R-4 | 1983-07-19 | Permanently Out of Use | 1997-04-11 | 1000 | Used Oil
9-101189 | SIERRA DRIVE 7-11 | 3546 WAIALAE AVE | Honolulu | HI | 96816 | Mid Pac Petroleum LLC | 1100 Alakea Street, 8th floor | Honolulu | HI | 96816 | R-4 | 1984-04-04 | Permanently Out of Use |  | 2000 | Gasoline
9-101189 | SIERRA DRIVE 7-11 | 3546 WAIALAE AVE | Honolulu | HI | 96816 | Mid Pac Petroleum LLC | 1100 Alakea Street, 8th floor | Honolulu | HI | 96816 | 1b - 92 | 1991-01-16 | Currently In Use |  | 5000 | Gasoline
9-101189 | SIERRA DRIVE 7-11 | 3546 WAIALAE AVE | Honolulu | HI | 96816 | Mid Pac Petroleum LLC | 1100 Alakea Street, 8th floor | Honolulu | HI | 96816 | R-2 | 1960-04-04 | Permanently Out of Use |  | 8000 | Gasoline
9-101189 | SIERRA DRIVE 7-11 | 3546 WAIALAE AVE | Honolulu | HI | 96816 | Mid Pac Petroleum LLC | 1100 Alakea Street, 8th floor | Honolulu | HI | 96816 | 1a - 87 | 1991-01-16 | Currently In Use |  | 7000 | Gasoline
9-101189 | SIERRA DRIVE 7-11 | 3546 WAIALAE AVE | Honolulu | HI | 96816 | Mid Pac Petroleum LLC | 1100 Alakea Street, 8th floor | Honolulu | HI | 96816 | R-3 | 1950-04-04 | Permanently Out of Use |  | 3000 | Gasoline
9-101189 | SIERRA DRIVE 7-11 | 3546 WAIALAE AVE | Honolulu | HI | 96816 | Mid Pac Petroleum LLC | 1100 Alakea Street, 8th floor | Honolulu | HI | 96816 | R-1 | 1960-04-04 | Permanently Out of Use |  | 6000 | Gasoline
9-502421 | RENAISSANCE WAILEA BEACH RESORT | 3550 WAILEA ALANUI DR | Kihei | HI | 96753 | STOUFFER WAILEA BEACH RESORT | 3550 WAILEA ALANUI DRIVE | Kihei | HI | 96753 | R-M-1 | 1978-12-31 | Permanently Out of Use | 1998-06-17 | 350 | Diesel
9-100760 | CHRISTIAN BROADCASTING - BROADCA | 3555 HARDING AVE | Honolulu | HI | 96816 | FEDERAL EMERGENCY MANAGEMENT AGENCY | BLDG T - 112 | Honolulu | HI | 96816 | R-M-1 | 1966-07-18 | Permanently Out of Use | 1998-11-23 | 285 | Diesel
9-502523 | TESORO 2GO #61072 | 356 Huku Lii Pl | Kihei | HI | 96753 | HIE Retail, LLC | 91-325 Komohana Street | Kihei | HI | 96753 | 3 | 1991-11-30 | Currently In Use |  | 10000 | Gasohol
9-502523 | TESORO 2GO #61072 | 356 Huku Lii Pl | Kihei | HI | 96753 | HIE Retail, LLC | 800 Gessner Road, Suite 875 | Kihei | HI | 96753 | 4 | 1991-11-30 | Currently In Use |  | 10000 | Diesel
9-502523 | TESORO 2GO #61072 | 356 Huku Lii Pl | Kihei | HI | 96753 | HIE Retail, LLC | 800 Gessner Road, Suite 875 | Kihei | HI | 96753 | 1 | 1991-02-01 | Temporarily out of Use |  | 10000 | Gasohol
9-502523 | TESORO 2GO #61072 | 356 Huku Lii Pl | Kihei | HI | 96753 | HIE Retail, LLC | 91-325 Komohana Street | Kihei | HI | 96753 | 2 | 1991-11-30 | Currently In Use |  | 10000 | Gasohol
9-502523 | TESORO 2GO #61072 | 356 Huku Lii Pl | Kihei | HI | 96753 | HIE Retail, LLC | 91-325 Komohana Street | Kihei | HI | 96753 | 1 | 1991-02-01 | Temporarily out of Use |  | 10000 | Gasohol
9-502523 | TESORO 2GO #61072 | 356 Huku Lii Pl | Kihei | HI | 96753 | HIE Retail, LLC | 800 Gessner Road, Suite 875 | Kihei | HI | 96753 | 3 | 1991-11-30 | Currently In Use |  | 10000 | Gasohol
9-502523 | TESORO 2GO #61072 | 356 Huku Lii Pl | Kihei | HI | 96753 | HIE Retail, LLC | 91-325 Komohana Street | Kihei | HI | 96753 | 4 | 1991-11-30 | Currently In Use |  | 10000 | Diesel
9-502523 | TESORO 2GO #61072 | 356 Huku Lii Pl | Kihei | HI | 96753 | HIE Retail, LLC | 800 Gessner Road, Suite 875 | Kihei | HI | 96753 | 2 | 1991-11-30 | Currently In Use |  | 10000 | Gasohol
9-101030 | SHELL SERVICE STATION | 3562 WAIALAE AVE | Honolulu | HI | 96816 | SHELL OIL COMPANY | 789 NIMITZ HWY | Honolulu | HI | 96816 | R-3 | 1956-04-18 | Permanently Out of Use |  | 4000 | Gasoline
9-101030 | SHELL SERVICE STATION | 3562 WAIALAE AVE | Honolulu | HI | 96816 | SHELL OIL COMPANY | 789 NIMITZ HWY | Honolulu | HI | 96816 | R-4 | 1976-04-18 | Permanently Out of Use |  | 6000 | Gasoline
9-101030 | SHELL SERVICE STATION | 3562 WAIALAE AVE | Honolulu | HI | 96816 | SHELL OIL COMPANY | 789 NIMITZ HWY | Honolulu | HI | 96816 | R-7 | 1961-04-18 | Permanently Out of Use |  | 550 | Used Oil
9-101030 | SHELL SERVICE STATION | 3562 WAIALAE AVE | Honolulu | HI | 96816 | SHELL OIL COMPANY | 789 NIMITZ HWY | Honolulu | HI | 96816 | R-2 | 1966-04-18 | Permanently Out of Use |  | 4000 | Gasoline
9-101030 | SHELL SERVICE STATION | 3562 WAIALAE AVE | Honolulu | HI | 96816 | SHELL OIL COMPANY | 789 NIMITZ HWY | Honolulu | HI | 96816 | R-5 |  | Permanently Out of Use |  |  | Used Oil
9-101030 | SHELL SERVICE STATION | 3562 WAIALAE AVE | Honolulu | HI | 96816 | SHELL OIL COMPANY | 789 NIMITZ HWY | Honolulu | HI | 96816 | R-1 | 1971-04-19 | Permanently Out of Use |  | 4000 | Gasoline
9-101030 | SHELL SERVICE STATION | 3562 WAIALAE AVE | Honolulu | HI | 96816 | SHELL OIL COMPANY | 789 NIMITZ HWY | Honolulu | HI | 96816 | R-6 | 1956-04-18 | Permanently Out of Use |  | 3000 | Gasoline
9-103901 | Sand Island Business Association, Lot 95a | 358 Hookela Place | Honolulu | HI | 96819 | SAND ISLAND BUSINESS ASSN |  | Honolulu | HI | 96819 | r-1 |  | Permanently out of Use | 2010-09-24 | 600 | Diesel
9-101337 | JAMES L. K. TOM, INC. | 358 HOOKELA PLACE (FORMERLY 125 ADAMS WAY) | Honolulu | HI | 96819 | JAMES L. K. TOM, INC. | P. O. BOX 30408 | Honolulu | HI | 96819 | R-2 | 1979-03-26 | Permanently Out of Use |  | 2000 | Diesel
9-101337 | JAMES L. K. TOM, INC. | 358 HOOKELA PLACE (FORMERLY 125 ADAMS WAY) | Honolulu | HI | 96819 | JAMES L. K. TOM, INC. | P. O. BOX 30408 | Honolulu | HI | 96819 | R-1 | 1979-03-26 | Permanently Out of Use | 1998-02-12 | 500 | Gasoline
9-101337 | JAMES L. K. TOM, INC. | 358 HOOKELA PLACE (FORMERLY 125 ADAMS WAY) | Honolulu | HI | 96819 | JAMES L. K. TOM, INC. | P. O. BOX 30408 | Honolulu | HI | 96819 | R-3 |  | Permanently Out of Use | 1998-02-12 | 1000 | Not Listed
9-500383 | GLOBAL CONSTRUCTION CO., INC. | 360 PAPA PL | Kahului | HI | 96732 | KURISU & FERGUS | 1000 BISHOP ST, SUITE 310 | Kahului | HI | 96732 | R-1 | 1976-03-24 | Permanently Out of Use |  | 4000 | Gasoline
9-500383 | GLOBAL CONSTRUCTION CO., INC. | 360 PAPA PL | Kahului | HI | 96732 | KURISU & FERGUS | 1000 BISHOP ST, SUITE 310 | Kahului | HI | 96732 | R-2 | 1976-03-24 | Permanently Out of Use |  | 2000 | Gasoline
9-101765 | U.S. POSTAL SERVICE - MAIN | 3600 AOLELE ST | Honolulu | HI | 96820 | United States Postal Service | Pacific Facilities Service Office, 395 Oyster Point Boulevard, Suite 225 | Honolulu | HI | 96820 | R-2 | 1974-04-07 | Permanently Out of Use | 1991-08-05 | 8000 | Gasoline
9-101765 | U.S. POSTAL SERVICE - MAIN | 3600 AOLELE ST | Honolulu | HI | 96820 | United States Postal Service | Pacific Facilities Service Office, 395 Oyster Point Boulevard, Suite 225 | Honolulu | HI | 96820 | r-2A | 1991-08-30 | Permanently Out of Use | 2004-08-21 | 10000 | Diesel
9-101765 | U.S. POSTAL SERVICE - MAIN | 3600 AOLELE ST | Honolulu | HI | 96820 | United States Postal Service | Pacific Facilities Service Office, 395 Oyster Point Boulevard, Suite 225 | Honolulu | HI | 96820 | R-1 | 1974-04-07 | Permanently Out of Use | 1991-08-05 | 8000 | Gasoline
9-101765 | U.S. POSTAL SERVICE - MAIN | 3600 AOLELE ST | Honolulu | HI | 96820 | United States Postal Service | Pacific Facilities Service Office, 395 Oyster Point Boulevard, Suite 225 | Honolulu | HI | 96820 | R-M-3 | 1974-04-07 | Permanently Out of Use | 1992-05-02 | 3000 | Diesel
9-101765 | U.S. POSTAL SERVICE - MAIN | 3600 AOLELE ST | Honolulu | HI | 96820 | United States Postal Service | Pacific Facilities Service Office, 395 Oyster Point Boulevard, Suite 225 | Honolulu | HI | 96820 | M-4A | 1992-05-30 | Currently in Use |  | 6000 | Diesel
9-101765 | U.S. POSTAL SERVICE - MAIN | 3600 AOLELE ST | Honolulu | HI | 96820 | United States Postal Service | Pacific Facilities Service Office, 395 Oyster Point Boulevard, Suite 225 | Honolulu | HI | 96820 | R-3A | 1986-01-30 | Permanently Out of Use | 2001-08-14 | 6000 | Diesel
9-101765 | U.S. POSTAL SERVICE - MAIN | 3600 AOLELE ST | Honolulu | HI | 96820 | United States Postal Service | Pacific Facilities Service Office, 395 Oyster Point Boulevard, Suite 225 | Honolulu | HI | 96820 | r-1A | 1991-08-30 | Permanently Out of Use | 2004-10-21 | 10000 | Gasoline
9-102212 | MARRIOTT IN FLITE SERVICES 343 (PMID 001103) | 361 AOLEWA PL | Honolulu | HI | 96819 | STATE DOT - AIRPORTS DIVISION |  | Honolulu | HI | 96819 | R-2 | 1978-08-15 | Permanently Out of Use | 1993-06-01 | 2000 | Diesel
9-102212 | MARRIOTT IN FLITE SERVICES 343 (PMID 001103) | 361 AOLEWA PL | Honolulu | HI | 96819 | STATE DOT - AIRPORTS DIVISION |  | Honolulu | HI | 96819 | R-1 | 1974-08-15 | Permanently Out of Use | 1993-06-01 | 1000 | Gasoline
9-600583 | LAUPAHOEHOE CENTRAL OFFICE | 36-2288 Mamalahoa Highway (across Laupahoehoe Minit Stop) | Laupahoehoe | HI | 96764 | Hawaiian Telcom | P.O. Box 2200 | Laupahoehoe | HI | 96764 | R-2 | 1954-12-31 | Permanently Out of Use | 1996-11-22 | 220 | Diesel
9-600583 | LAUPAHOEHOE CENTRAL OFFICE | 36-2288 Mamalahoa Highway (across Laupahoehoe Minit Stop) | Laupahoehoe | HI | 96764 | Hawaiian Telcom | P.O. Box 2200 | Laupahoehoe | HI | 96764 | R-1 | 1965-12-31 | Permanently Out of Use | 1995-10-18 | 285 | Diesel
9-600583 | LAUPAHOEHOE CENTRAL OFFICE | 36-2288 Mamalahoa Highway (across Laupahoehoe Minit Stop) | Laupahoehoe | HI | 96764 | Hawaiian Telcom | P.O. Box 2200 | Laupahoehoe | HI | 96764 | M-2 | 1995-12-01 | Currently In Use |  | 600 | Diesel
9-100752 | IMM KAIMUKI | 3625 HARDING AVE | Honolulu | HI | 96816 | ALOHA PETROLEUM, LTD. | 1132 BISHOP STREET, SUITE 1700 | Honolulu | HI | 96816 | R-87 | 1997-03-01 | Permanently out of Use | 2007-03-15 | 10000 | Gasoline
9-100752 | IMM KAIMUKI | 3625 HARDING AVE | Honolulu | HI | 96816 | ALOHA PETROLEUM, LTD. | 1132 BISHOP STREET, SUITE 1700 | Honolulu | HI | 96816 | R-1 | 1982-06-01 | Permanently Out of Use | 1997-03-10 | 8000 | Gasoline
9-100752 | IMM KAIMUKI | 3625 HARDING AVE | Honolulu | HI | 96816 | ALOHA PETROLEUM, LTD. | 1132 BISHOP STREET, SUITE 1700 | Honolulu | HI | 96816 | r-92 | 1997-03-01 | Permanently out of Use | 2007-03-15 | 10000 | Gasoline
9-100752 | IMM KAIMUKI | 3625 HARDING AVE | Honolulu | HI | 96816 | ALOHA PETROLEUM, LTD. | 1132 BISHOP STREET, SUITE 1700 | Honolulu | HI | 96816 | R-2 | 1982-06-01 | Permanently Out of Use | 1997-03-10 | 8000 | Gasoline
9-700432 | HI DOT AIRPORT DIVISION ( AVIS) | 3629 AHUKINI ST | Lihue | HI | 96766 | STATE DOT - AIRPORTS DIVISION |  | Lihue | HI | 96766 | R-1 | 1981-01-28 | Permanently Out of Use | 1996-10-31 | 10000 | Gasoline
9-700432 | HI DOT AIRPORT DIVISION ( AVIS) | 3629 AHUKINI ST | Lihue | HI | 96766 | STATE DOT - AIRPORTS DIVISION |  | Lihue | HI | 96766 | R-2 | 1981-01-28 | Permanently Out of Use | 1996-10-31 | 500 | Used Oil
9-700441 | Kauai County Koloa Fire Station | 3646 MALUHIA RD | Koloa | HI | 96756 | KAUAI COUNTY - DEPT OF PUBLIC WORKS | 444 RICE ST. , STE 275 MAIKEHA BLDG | Koloa | HI | 96756 | R-G-648127 | 1976-06-05 | Permanently Out of Use | 1998-10-20 | 550 | Gasoline
9-700632 | PACIFIC MACHINERY | 3651 LALA RD | Lihue | HI | 96766 | PACIFIC MACHINERY |  | Lihue | HI | 96766 | R-2 | 1961-03-27 | Permanently Out of Use | 1995-05-17 | 550 | Diesel
9-700632 | PACIFIC MACHINERY | 3651 LALA RD | Lihue | HI | 96766 | PACIFIC MACHINERY |  | Lihue | HI | 96766 | R-1 | 1961-03-27 | Permanently Out of Use | 1995-05-17 | 550 | Gasoline
9-101062 | LEAHI HOSPITAL | 3675 KILAUEA AVE | Honolulu | HI | 96816 | LEAHI HOSPITAL - HAWAII HEALTH SYSTEMS CORP | 3675 KILAUEA AVENUE | Honolulu | HI | 96816 | R-2 | 1975-05-06 | Permanently Out of Use | 1998-12-14 | 2000 | Diesel
9-501605 | CROSSROADS SERVICE | 3682 BALDWIN AVE | Makawao | HI | 96768 | RICHARD F. TAM SING | P. O. BOX 865 | Makawao | HI | 96768 | R-1 | 1966-05-01 | Permanently Out of Use | 1994-02-28 | 2000 | Gasoline
9-501605 | CROSSROADS SERVICE | 3682 BALDWIN AVE | Makawao | HI | 96768 | RICHARD F. TAM SING | P. O. BOX 865 | Makawao | HI | 96768 | R-2 |  | Permanently Out of Use | 1994-02-28 | 2000 | Gasoline
9-601291 | PARAMOUNT GRILL | 37 HAILI ST | Hilo | HI | 96720 | SUSAN ARAI | 37 HAILI St | Hilo | HI | 96720 | R-01 | 1946-05-11 | Permanently Out of Use | 1989-08-18 | 180 | Diesel
9-501300 | DAIRY ROAD SHELL | 370 DAIRY RD | Kahului | HI | 96732 | DAIRY ROAD PARTNERS | 370 DAIRY ROAD | Kahului | HI | 96732 | 87 | 1985-04-15 | Currently in Use |  | 10000 | Gasoline
9-501300 | DAIRY ROAD SHELL | 370 DAIRY RD | Kahului | HI | 96732 | DAIRY ROAD PARTNERS | 370 DAIRY ROAD | Kahului | HI | 96732 | 89 | 1985-04-15 | Currently in Use |  | 10000 | Gasoline
9-501300 | DAIRY ROAD SHELL | 370 DAIRY RD | Kahului | HI | 96732 | DAIRY ROAD PARTNERS | 370 DAIRY ROAD | Kahului | HI | 96732 | 92 | 1985-04-15 | Currently in Use |  | 10000 | Gasoline
9-600105 | Mid Pac Petroleum 2705197 | 370 KAUMANA DR | Hilo | HI | 96720 | Mid Pac Petroleum LLC | 1100 Alakea St., 8th Floor | Hilo | HI | 96720 | R-3340-1-1 | 1982-04-15 | Permanently Out of Use | 1996-03-01 | 10000 | Gasoline
9-600105 | Mid Pac Petroleum 2705197 | 370 KAUMANA DR | Hilo | HI | 96720 | Mid Pac Petroleum LLC | 1100 Alakea St., 8th Floor | Hilo | HI | 96720 | R-3340-1-3 | 1966-04-15 | Permanently Out of Use | 1996-03-01 | 1000 | Used Oil
9-600105 | Mid Pac Petroleum 2705197 | 370 KAUMANA DR | Hilo | HI | 96720 | Mid Pac Petroleum LLC | 1100 Alakea St., 8th Floor | Hilo | HI | 96720 | R-3340-2-1 | 1982-04-15 | Permanently Out of Use | 1996-03-01 | 10000 | Gasoline
9-600105 | Mid Pac Petroleum 2705197 | 370 KAUMANA DR | Hilo | HI | 96720 | Mid Pac Petroleum LLC | 1100 Alakea St., 8th Floor | Hilo | HI | 96720 | R-3340-1-2 | 1966-04-15 | Permanently Out of Use | 1996-03-01 | 4000 | Gasoline
9-600105 | Mid Pac Petroleum 2705197 | 370 KAUMANA DR | Hilo | HI | 96720 | Mid Pac Petroleum LLC | 1100 Alakea St., 8th Floor | Hilo | HI | 96720 | 92 | 1996-04-01 | Currently In Use |  | 12000 | Gasoline
9-600105 | Mid Pac Petroleum 2705197 | 370 KAUMANA DR | Hilo | HI | 96720 | Mid Pac Petroleum LLC | 1100 Alakea St., 8th Floor | Hilo | HI | 96720 | 87 | 1996-04-01 | Currently In Use |  | 12000 | Gasoline
9-600105 | Mid Pac Petroleum 2705197 | 370 KAUMANA DR | Hilo | HI | 96720 | Mid Pac Petroleum LLC | 1100 Alakea St., 8th Floor | Hilo | HI | 96720 | R-3340-2-2 | 1966-04-15 | Permanently Out of Use | 1996-03-01 | 1000 | Gasoline
9-603921 | Safeway Fuel Center 2893 | 371 East Makaala St | Hilo | HI | 96720 | Safeway Fuel Center #2893 | 5918 Stoneridge Mall Road | Hilo | HI | 96720 | 1 | 2013-10-11 | Currently in Use |  | 30000 | Gasohol
9-603921 | Safeway Fuel Center 2893 | 371 East Makaala St | Hilo | HI | 96720 | Safeway Fuel Center #2893 | 5918 Stoneridge Mall Road | Hilo | HI | 96720 | 2 | 2013-10-11 | Currently in Use |  | 15000 | Gasohol
9-603921 | Safeway Fuel Center 2893 | 371 East Makaala St | Hilo | HI | 96720 | Safeway Fuel Center #2893 | 5918 Stoneridge Mall Road | Hilo | HI | 96720 | 3 | 2013-10-11 | Currently In Use |  | 15000 | Diesel
9-701213 | AKITA ENTERPRISES, LTD. | 3716 HANAPEPE RD / TANK 2 | Hanapepe | HI | 96716 | AKITA ENTERPRISES, LTD | 2960 AUKELE ST. P.O. BOX 1685 | Hanapepe | HI | 96716 | R-2 | 1980-03-30 | Permanently Out of Use | 1984-07-10 | 5000 | Gasoline
9-102947 | STEELTECH INC | 373 N NIMITZ HWY | Honolulu | HI | 96817 | HARRY & JEANETTE WEINBERG FOUNDATION | 3660 WAIALAE AVE, SUITE 400 | Honolulu | HI | 96817 | R-1 |  | Permanently Out of Use | 1994-06-08 | 1000 | Gasoline
9-101887 | PARADISE PARK, INC. | 3737 MANOA RD | Honolulu | HI | 96822 | PARADISE PARK, INC. | 3737 MANOA ROAD | Honolulu | HI | 96822 | R-1 | 1967-03-19 | Permanently Out of Use | 1991-05-22 | 1000 | Gasoline
9-600010 | WONG'S 76 UNION L-3865 | 376 KILAUEA AVE | Hilo | HI | 96720 | Tosco Marketing Company | P. O. Box 25376 | Hilo | HI | 96720 | R-3865-4 | 1985-04-15 | Permanently Out of Use | 2001-12-10 | 550 | Used Oil
9-600010 | WONG'S 76 UNION L-3865 | 376 KILAUEA AVE | Hilo | HI | 96720 | Tosco Marketing Company | P. O. Box 25376 | Hilo | HI | 96720 | R-3865-3 | 1985-04-15 | Permanently Out of Use | 2001-12-10 | 6000 | Diesel
9-600010 | WONG'S 76 UNION L-3865 | 376 KILAUEA AVE | Hilo | HI | 96720 | Tosco Marketing Company | P. O. Box 25376 | Hilo | HI | 96720 | R-3865-1 | 1985-04-15 | Permanently Out of Use | 2001-12-10 | 12000 | Gasoline
9-600010 | WONG'S 76 UNION L-3865 | 376 KILAUEA AVE | Hilo | HI | 96720 | Tosco Marketing Company | P. O. Box 25376 | Hilo | HI | 96720 | R-3865-2 | 1985-04-15 | Permanently Out of Use | 2001-12-10 | 12000 | Gasoline
9-101975 | BEACHWALK WASTEWATER PUMP STATION | 377 KAIOLU ST | Honolulu | HI | 96815 | C&C HNL - DEPT OF ENVIRONMENTAL SERVICES | 1000 ULU'OHIA STREET, SUITE 308 | Honolulu | HI | 96815 | M-1 | 1988-01-08 | Currently in Use |  | 6000 | Diesel
9-101971 | ALIAMANU 1 WASTEWATER PUMP STATION | 3774 Salt Lake Blvd. | Honolulu | HI | 96818 | C&C HNL - DEPT OF ENVIRONMENTAL SERVICES | 1000 ULU'OHIA STREET, SUITE 308 | Honolulu | HI | 96818 | M-1 | 1989-04-26 | Currently in Use |  | 550 | Diesel
9-500543 | Hawiian Telcom Kahului Base yard | 380 ALAMAHA PL | Kahului | HI | 96732 | Hawaiian Telcom | P.O. Box 2200 | Kahului | HI | 96732 | R-1 | 1967-05-08 | Permanently Out of Use | 1992-10-01 | 1000 | Diesel
9-500543 | Hawiian Telcom Kahului Base yard | 380 ALAMAHA PL | Kahului | HI | 96732 | Hawaiian Telcom | P.O. Box 2200 | Kahului | HI | 96732 | r-4 | 1992-11-01 | Permanently out of Use | 2007-11-13 | 4000 | Diesel
9-500543 | Hawiian Telcom Kahului Base yard | 380 ALAMAHA PL | Kahului | HI | 96732 | Hawaiian Telcom | P.O. Box 2200 | Kahului | HI | 96732 | R-2 | 1979-05-08 | Permanently Out of Use | 1992-10-01 | 10000 | Gasoline
9-500543 | Hawiian Telcom Kahului Base yard | 380 ALAMAHA PL | Kahului | HI | 96732 | Hawaiian Telcom | P.O. Box 2200 | Kahului | HI | 96732 | r-87 | 1992-11-01 | Permanently out of Use | 2007-11-13 | 10000 | Gasoline
9-200778 | CORREA AND SON, INC. | 380 HAHANI ST | Kailua | HI | 96734 | JOSEPH F. CORREA, JR. | 157 ULUPA ST | Kailua | HI | 96734 | R-1 | 1984-06-01 | Permanently Out of Use | 1986-09-19 | 550 | Gasoline
9-600641 | HAWAII PLANING MILL, LTD. | 380 KANOELEHUA AVE | Hilo | HI | 96720 | HAWAII PLANING MILL, LTD. | HPM BUILDING SUPPLY / 380 KANOELEHUA AVE | Hilo | HI | 96720 | R-002 | 1969-06-20 | Permanently Out of Use | 1988-06-20 | 1000 | Gasoline
9-600641 | HAWAII PLANING MILL, LTD. | 380 KANOELEHUA AVE | Hilo | HI | 96720 | HAWAII PLANING MILL, LTD. | HPM BUILDING SUPPLY / 380 KANOELEHUA AVE | Hilo | HI | 96720 | R-001 | 1958-06-20 | Permanently Out of Use | 1988-06-20 | 550 | Diesel
9-500772 | PIONEER MILL CO., LTD. | 380 LAHAINALUNA RD | Lahaina | HI | 96761 | PIONEER MILL CO., LTD. | P.O. BOX 727 | Lahaina | HI | 96761 | R-002 | 1958-03-12 | Permanently Out of Use | 1988-05-01 | 1000 | Kerosene
9-500772 | PIONEER MILL CO., LTD. | 380 LAHAINALUNA RD | Lahaina | HI | 96761 | PIONEER MILL CO., LTD. | P.O. BOX 727 | Lahaina | HI | 96761 | R-001 | 1957-03-12 | Permanently Out of Use | 1988-05-01 | 1000 | Gasoline
9-500772 | PIONEER MILL CO., LTD. | 380 LAHAINALUNA RD | Lahaina | HI | 96761 | PIONEER MILL CO., LTD. | P.O. BOX 727 | Lahaina | HI | 96761 | R-003 | 1958-03-12 | Permanently Out of Use | 1988-05-01 | 1000 | Other
9-100101 | C&CH WAIKIKI FIRE STATION | 381 KAPAHULU AVE | Honolulu | HI | 96815 | C&C HNL Fire Dept | 636 South Street | Honolulu | HI | 96815 | R-001 | 1955-09-03 | Permanently Out of Use | 1988-01-30 | 550 | Gasoline
9-100101 | C&CH WAIKIKI FIRE STATION | 381 KAPAHULU AVE | Honolulu | HI | 96815 | C&C HNL Fire Dept | 636 South Street | Honolulu | HI | 96815 | DIESEL | 1988-12-30 | Currently in Use |  | 1000 | Diesel
9-100101 | C&CH WAIKIKI FIRE STATION | 381 KAPAHULU AVE | Honolulu | HI | 96815 | C&C HNL Fire Dept | 636 South Street | Honolulu | HI | 96815 | 2 | 1988-12-30 | Currently in Use |  | 1000 | Gasoline
9-503498 | GRAND WAILEA RESORT INC. | 3850 WAILEA ALANUI DR | Kihei | HI | 96753 | GIC Real Estate, Inc | One Bush Street, Suite 1100 | Kihei | HI | 96753 | M-1 | 1991-01-01 | Currently In Use |  | 2500 | Diesel
9-503498 | GRAND WAILEA RESORT INC. | 3850 WAILEA ALANUI DR | Kihei | HI | 96753 | Grand Wailea Resort | 3850 Wailea Alanui | Kihei | HI | 96753 | M-1 | 1991-01-01 | Currently In Use |  | 2500 | Diesel
9-600468 | HOMELANI MEMORIAL PARK, INC. | 388 PONAHAWAI ST | Hilo | HI | 96720 | HOMELANI MEMORIAL PARK, INC. | 388 PONAHAWAI ST | Hilo | HI | 96720 | P-2 | 1971-08-01 | Permanently Out of Use |  | 500 | Gasoline
9-600468 | HOMELANI MEMORIAL PARK, INC. | 388 PONAHAWAI ST | Hilo | HI | 96720 | HOMELANI MEMORIAL PARK, INC. | 388 PONAHAWAI ST | Hilo | HI | 96720 | 1 | 1966-07-31 | Currently in Use |  | 500 | Not Listed
9-600468 | HOMELANI MEMORIAL PARK, INC. | 388 PONAHAWAI ST | Hilo | HI | 96720 | HOMELANI MEMORIAL PARK, INC. | 388 Ponahawai St | Hilo | HI | 96720 | 1 | 1966-07-31 | Currently in Use |  | 500 | Not Listed
9-600468 | HOMELANI MEMORIAL PARK, INC. | 388 PONAHAWAI ST | Hilo | HI | 96720 | HOMELANI MEMORIAL PARK, INC. | 388 Ponahawai St | Hilo | HI | 96720 | P-2 | 1971-08-01 | Permanently Out of Use |  | 500 | Gasoline
9-702554 | LIHUE AIRPORT - GENERATOR BLDG | 3901 MOKULELE LP / P.O. BOX 6 | Lihue | HI | 96766 | STATE DOT - AIRPORTS DIVISION |  | Lihue | HI | 96766 | M-1 | 1991-08-30 | Currently in Use |  | 550 | Diesel
9-701778 | LIHUE AIRPORT (PMID LIH007102, LIH800113, LIH620150) | 3901 MOKULELE LP, BOX 6 | Lihue | HI | 96766 | STATE DOT - AIRPORTS DIVISION |  | Lihue | HI | 96766 | m-5 (terminal) | 1987-02-14 | Currently in Use |  | 2000 | Diesel
9-701778 | LIHUE AIRPORT (PMID LIH007102, LIH800113, LIH620150) | 3901 MOKULELE LP, BOX 6 | Lihue | HI | 96766 | STATE DOT - AIRPORTS DIVISION |  | Lihue | HI | 96766 | R-3 | 1987-02-14 | Permanently Out of Use | 1998-08-06 | 4380 | Diesel
9-701778 | LIHUE AIRPORT (PMID LIH007102, LIH800113, LIH620150) | 3901 MOKULELE LP, BOX 6 | Lihue | HI | 96766 | STATE DOT - AIRPORTS DIVISION |  | Lihue | HI | 96766 | R-1 | 1987-02-14 | Permanently Out of Use | 1998-08-06 | 6380 | Diesel
9-701778 | LIHUE AIRPORT (PMID LIH007102, LIH800113, LIH620150) | 3901 MOKULELE LP, BOX 6 | Lihue | HI | 96766 | STATE DOT - AIRPORTS DIVISION |  | Lihue | HI | 96766 | 8 | 1990-10-01 | Currently In Use |  | 4000 | Diesel
9-701778 | LIHUE AIRPORT (PMID LIH007102, LIH800113, LIH620150) | 3901 MOKULELE LP, BOX 6 | Lihue | HI | 96766 | STATE DOT - AIRPORTS DIVISION |  | Lihue | HI | 96766 | 7 | 1990-10-01 | Currently In Use |  | 4000 | Gasoline
9-701778 | LIHUE AIRPORT (PMID LIH007102, LIH800113, LIH620150) | 3901 MOKULELE LP, BOX 6 | Lihue | HI | 96766 | STATE DOT - AIRPORTS DIVISION |  | Lihue | HI | 96766 | R-2 | 1987-02-14 | Permanently Out of Use | 1998-08-06 | 4380 | Gasoline
9-701778 | LIHUE AIRPORT (PMID LIH007102, LIH800113, LIH620150) | 3901 MOKULELE LP, BOX 6 | Lihue | HI | 96766 | STATE DOT - AIRPORTS DIVISION |  | Lihue | HI | 96766 | R-6 |  | Permanently Out of Use | 1998-12-21 | 310 | Used Oil
9-101275 | HI DOT AIRPORT DIVISION (PMID 001108) FORMERLY OLD JAL SITE | 391 AOLEWA PLACE | Honolulu | HI | 96819 | UNOCAL CORPORATION | 3915 Mission Avenue #7416 | Honolulu | HI | 96819 | R-B9-1-1 |  | Permanently Out of Use | 1992-09-04 | 1000 | Gasoline
9-101275 | HI DOT AIRPORT DIVISION (PMID 001108) FORMERLY OLD JAL SITE | 391 AOLEWA PLACE | Honolulu | HI | 96819 | UNOCAL CORPORATION | 3915 Mission Avenue #7416 | Honolulu | HI | 96819 | R-B9-2-2 |  | Permanently Out of Use | 1992-09-04 | 7500 | Gasoline
9-700601 | HANAPEPE CENTRAL OFFICE | 3919 HANAPEPE RD | Hanapepe | HI | 96716 | Hawaiian Telcom | P.O. Box 2200 | Hanapepe | HI | 96716 | R-M-1 | 1972-05-07 | Permanently Out of Use | 1988-04-16 | 285 | Diesel
9-700601 | HANAPEPE CENTRAL OFFICE | 3919 HANAPEPE RD | Hanapepe | HI | 96716 | Hawaiian Telcom | P.O. Box 2200 | Hanapepe | HI | 96716 | m-1 | 1988-04-22 | Currently In Use |  | 550 | Diesel
9-103806 | Steve Riggs | 3928 Kaualio Place | Honolulu | HI | 96819 | Steve Riggs | 3928 Kaualio Place | Honolulu | HI | 96819 | R-1 |  | Permanently Out of Use | 2006-02-01 | 575 | Diesel
9-601019 | MASA'S SHELL SERVICE 139541 | 394 KAMEHAMEHA AVE | Hilo | HI | 96720 | ALOHA PETROLEUM, LTD. | 1132 BISHOP STREET, SUITE 1700 | Hilo | HI | 96720 | 89 | 1982-12-30 | Currently In Use |  | 8000 | Diesel
9-601019 | MASA'S SHELL SERVICE 139541 | 394 KAMEHAMEHA AVE | Hilo | HI | 96720 | ALOHA PETROLEUM, LTD. | 1132 BISHOP STREET, SUITE 1700 | Hilo | HI | 96720 | 87 | 1982-12-30 | Currently In Use |  | 8000 | Gasoline
9-601019 | MASA'S SHELL SERVICE 139541 | 394 KAMEHAMEHA AVE | Hilo | HI | 96720 | ALOHA PETROLEUM, LTD. | 1132 BISHOP STREET, SUITE 1700 | Hilo | HI | 96720 | 92 | 1982-12-30 | Currently In Use |  | 8000 | Gasoline
9-601019 | MASA'S SHELL SERVICE 139541 | 394 KAMEHAMEHA AVE | Hilo | HI | 96720 | ALOHA PETROLEUM, LTD. | 1132 BISHOP STREET, SUITE 1700 | Hilo | HI | 96720 | R-4 | 1961-04-18 | Permanently Out of Use | 1990-04-18 | 550 | Used Oil
9-601019 | MASA'S SHELL SERVICE 139541 | 394 KAMEHAMEHA AVE | Hilo | HI | 96720 | ALOHA PETROLEUM, LTD. | 1132 BISHOP STREET, SUITE 1700 | Hilo | HI | 96720 | 4 | 1990-04-18 | Currently In Use |  | 550 | Used Oil
9-101844 | ORGANIZATIONAL MAINT. SHOP 1 | 3949 DIAMOND HEAD RD | Honolulu | HI | 96816 | STATE DOD - ARMY NATIONAL GUARD | 3949 DIAMOND HEAD ROAD | Honolulu | HI | 96816 | R-2 | 1958-12-31 | Permanently Out of Use | 1998-02-17 | 3000 | Gasoline
9-101845 | STATE TRANS. MOTOR POOL BLDG. 90 | 3949 DIAMOND HEAD RD | Honolulu | HI | 96816 | STATE DOD - ARMY NATIONAL GUARD | 3949 DIAMOND HEAD ROAD | Honolulu | HI | 96816 | R-2 | 1961-12-31 | Permanently Out of Use | 1998-02-16 | 1000 | Gasoline
9-101846 | COMBINE SUPPORT MAINT SHOP 1 | 3949 DIAMOND HEAD RD | Honolulu | HI | 96816 | STATE DOD - ARMY NATIONAL GUARD | 3949 DIAMOND HEAD ROAD | Honolulu | HI | 96816 | R-1 | 1944-12-31 | Permanently Out of Use | 1990-10-09 | 6000 | Gasoline
9-101844 | ORGANIZATIONAL MAINT. SHOP 1 | 3949 DIAMOND HEAD RD | Honolulu | HI | 96816 | STATE DOD - ARMY NATIONAL GUARD | 3949 DIAMOND HEAD ROAD | Honolulu | HI | 96816 | R-1 | 1958-12-31 | Permanently Out of Use | 1998-02-17 | 3000 | Gasoline
9-101845 | STATE TRANS. MOTOR POOL BLDG. 90 | 3949 DIAMOND HEAD RD | Honolulu | HI | 96816 | STATE DOD - ARMY NATIONAL GUARD | 3949 DIAMOND HEAD ROAD | Honolulu | HI | 96816 | R-1 | 1959-12-31 | Permanently Out of Use | 1998-02-16 | 1100 | Gasoline
9-702838 | KAUAI BUILDERS, LTD | 3988 HALAU ST | Lihue | HI | 96766 | KAUAI BUILDERS, LTD | 3988 HALAU ST | Lihue | HI | 96766 | R-1 |  | Permanently Out of Use | 1994-04-28 | 1000 | Gasoline
9-502454 | ALAMO RENT-A-CAR INC | 40 S HANA HWY | Kahului | HI | 96732 | ALAMO RENT A CAR | 40 SOUTH HANA HWY | Kahului | HI | 96732 | R-3 |  | Permanently Out of Use | 1991-10-21 | 550 | Used Oil
9-502454 | ALAMO RENT-A-CAR INC | 40 S HANA HWY | Kahului | HI | 96732 | ALAMO RENT A CAR | 40 SOUTH HANA HWY | Kahului | HI | 96732 | R-2 |  | Permanently Out of Use | 1991-10-21 | 2000 | Gasoline
9-502454 | ALAMO RENT-A-CAR INC | 40 S HANA HWY | Kahului | HI | 96732 | ALAMO RENT A CAR | 40 SOUTH HANA HWY | Kahului | HI | 96732 | R-1 |  | Permanently Out of Use | 1991-10-21 | 1000 | Used Oil
9-102220 | KANEDA'S FOOD & PARTY SUPPLIES | 40 S SCHOOL ST | Honolulu | HI | 96800 | KANEDA'S FOOD & PARTY SUPPLIES | 40 S SCHOOL ST | Honolulu | HI | 96800 | R-01 |  | Permanently Out of Use |  | 550 | Diesel
9-102220 | KANEDA'S FOOD & PARTY SUPPLIES | 40 S SCHOOL ST | Honolulu | HI | 96800 | KANEDA'S FOOD & PARTY SUPPLIES | 40 S SCHOOL ST | Honolulu | HI | 96800 | R-02 |  | Permanently Out of Use |  | 1000 | Gasoline
9-601327 | I. KITAGAWA & COMPANY, LTD. | 400 KAWILI ST | Hilo | HI | 96720 | I. KITAGAWA & COMPANY, LTD. | 400 KAWILI St | Hilo | HI | 96720 | R-2 | 1961-05-06 | Permanently Out of Use | 1989-06-12 | 3000 | Gasoline
9-601327 | I. KITAGAWA & COMPANY, LTD. | 400 KAWILI ST | Hilo | HI | 96720 | I. KITAGAWA & COMPANY, LTD. | 400 KAWILI St | Hilo | HI | 96720 | R-1 | 1977-05-06 | Permanently Out of Use | 1989-06-12 | 8000 | Gasoline
9-601327 | I. KITAGAWA & COMPANY, LTD. | 400 KAWILI ST | Hilo | HI | 96720 | I. KITAGAWA & COMPANY, LTD. | 400 KAWILI St | Hilo | HI | 96720 | R-3 | 1961-05-06 | Permanently Out of Use | 1989-06-12 | 3000 | Gasoline
9-601327 | I. KITAGAWA & COMPANY, LTD. | 400 KAWILI ST | Hilo | HI | 96720 | I. KITAGAWA & COMPANY, LTD. | 400 KAWILI St | Hilo | HI | 96720 | R-4 | 1973-05-06 | Permanently Out of Use | 1989-06-12 | 4000 | Gasoline
9-601327 | I. KITAGAWA & COMPANY, LTD. | 400 KAWILI ST | Hilo | HI | 96720 | I. KITAGAWA & COMPANY, LTD. | 400 KAWILI St | Hilo | HI | 96720 | R-6 | 1961-05-06 | Permanently Out of Use | 1989-06-12 | 3000 | Gasoline
9-601327 | I. KITAGAWA & COMPANY, LTD. | 400 KAWILI ST | Hilo | HI | 96720 | I. KITAGAWA & COMPANY, LTD. | 400 KAWILI St | Hilo | HI | 96720 | R-7 | 1961-05-06 | Permanently Out of Use | 1989-06-12 | 550 | Diesel
9-601327 | I. KITAGAWA & COMPANY, LTD. | 400 KAWILI ST | Hilo | HI | 96720 | I. KITAGAWA & COMPANY, LTD. | 400 KAWILI St | Hilo | HI | 96720 | R-5 | 1961-05-06 | Permanently Out of Use | 1989-06-12 | 1030 | Diesel
9-501340 | MONARCH BUILDING SUPPLY | 400 S HANA HWY | Kahului | HI | 96732 | MONARCH BUILDING SUPPLY | 400 S HANA HWY | Kahului | HI | 96732 | R-001 | 1971-05-09 | Permanently Out of Use | 1990-01-11 | 2000 | Gasoline
9-601328 | CHRYSLER PRODUCTS HAWAII | 400-E KAWILI ST | Hilo | HI | 96720 | I. KITAGAWA & COMPANY, LTD. | 400 KAWILI St | Hilo | HI | 96720 | R-1 | 1962-05-07 | Permanently Out of Use | 1989-06-12 | 500 | Used Oil
9-601573 | KAIKOO COIN LAUNDRY, INC. | 401 KILAUEA AVE | Hilo | HI | 96720 | KAIKOO COIN LAUNDRY, INC. | 401 KILAUEA AVE | Hilo | HI | 96720 | R-1 | 1974-05-05 | Permanently Out of Use |  | 500 | Diesel
9-100354 | UNITED AIRLINES (PMID001101) | 402 AOLEWA ST | Honolulu | HI | 96819 | UNITED AIRLINES | 402 AOLEWA ST | Honolulu | HI | 96819 | R-3 | 1985-04-09 | Permanently Out of Use | 1993-06-22 | 1000 | Diesel
9-100354 | UNITED AIRLINES (PMID001101) | 402 AOLEWA ST | Honolulu | HI | 96819 | UNITED AIRLINES | 402 AOLEWA ST | Honolulu | HI | 96819 | R-02 | 1968-04-09 | Permanently Out of Use | 1993-06-22 | 1000 | Used Oil
9-100354 | UNITED AIRLINES (PMID001101) | 402 AOLEWA ST | Honolulu | HI | 96819 | UNITED AIRLINES | 402 AOLEWA ST | Honolulu | HI | 96819 | R-01 | 1968-04-09 | Permanently Out of Use | 1993-06-22 | 10000 | Gasoline
9-200282 | NISHI SERVICE STATION, LTD. | 402 KAMEHAMEHA HWY | Pearl City | HI | 96782 | NISHI SERVICE STATION, LTD. | 402 KAMEHAMEHA HWY | Pearl City | HI | 96782 | R-1 | 1976-05-08 | Permanently Out of Use | 1992-03-30 | 3000 | Gasoline
9-200282 | NISHI SERVICE STATION, LTD. | 402 KAMEHAMEHA HWY | Pearl City | HI | 96782 | NISHI SERVICE STATION, LTD. | 402 KAMEHAMEHA HWY | Pearl City | HI | 96782 | R-2 | 1976-05-08 | Permanently Out of Use | 1992-03-30 | 3000 | Gasoline
9-700681 | K. SHIOI CONSTRUCTION, INC. | 4023 HALAU ST | Lihue | HI | 96766 | K. SHIOI CONSTRUCTION, INC. | 4023 HALAU ST | Lihue | HI | 96766 | R-1 | 1983-05-13 | Permanently Out of Use | 1994-09-08 | 3000 | Gasoline
9-700681 | K. SHIOI CONSTRUCTION, INC. | 4023 HALAU ST | Lihue | HI | 96766 | K. SHIOI CONSTRUCTION, INC. | 4023 HALAU ST | Lihue | HI | 96766 | R-2 | 1983-05-13 | Permanently Out of Use | 1994-09-08 | 1000 | Diesel
9-103389 | ALA WAI GOLF COURSE | 404 KAPAHULU AVE | Honolulu | HI | 96815 | C&C OF HNL - DEPT OF ENTERPRISE SERVICES | BLASIDELL CENTER 777 WARD AVE | Honolulu | HI | 96815 | 1 | 1989-06-01 | Currently In Use |  | 1000 | Gasoline
9-700609 | LIHUE BASE YARD | 4040 HALAU ST | Lihue | HI | 96766 | Hawaiian Telcom | P.O. Box 2200 | Lihue | HI | 96766 | 2 | 1991-02-01 | Currently in Use |  | 4000 | Gasoline
9-700609 | LIHUE BASE YARD | 4040 HALAU ST | Lihue | HI | 96766 | Hawaiian Telcom | P.O. Box 2200 | Lihue | HI | 96766 | R-002 | 1965-05-07 | Permanently Out of Use | 1991-01-17 | 2000 | Gasoline
9-700609 | LIHUE BASE YARD | 4040 HALAU ST | Lihue | HI | 96766 | Hawaiian Telcom | P.O. Box 2200 | Lihue | HI | 96766 | R-001 | 1965-05-07 | Permanently Out of Use | 1991-01-17 | 350 | Diesel
9-700609 | LIHUE BASE YARD | 4040 HALAU ST | Lihue | HI | 96766 | Hawaiian Telcom | P.O. Box 2200 | Lihue | HI | 96766 | 1 | 1991-02-01 | Currently in Use |  | 4000 | Diesel
9-502416 | WAILEA Golf LLC | 4050 Kalai Waa Street | Kihei | HI | 96753 | WAILEA Golf LLC, a Hawaii Corporation | 4050 Kalai Waa Street | Kihei | HI | 96753 | r-1 | 1991-05-30 | Permanently out of Use | 2013-05-13 | 4000 | Gasoline
9-502416 | WAILEA Golf LLC | 4050 Kalai Waa Street | Kihei | HI | 96753 | WAILEA Golf LLC, a Hawaii Corporation | 4050 Kalai Waa Street | Kihei | HI | 96753 | r-2 | 1991-05-30 | Permanently out of Use | 2013-05-13 | 4000 | Diesel
9-201461 | HAWTHORNE ARCO | 406 KAMEHAMEHA HWY | Pearl City | HI | 96782 | TIDEWATER OIL COMPANY | 4201 WILSHIRE BLVD | Pearl City | HI | 96782 | R-2 | 1952-05-05 | Permanently Out of Use |  | 2000 | Gasoline
9-201461 | HAWTHORNE ARCO | 406 KAMEHAMEHA HWY | Pearl City | HI | 96782 | TIDEWATER OIL COMPANY | 4201 WILSHIRE BLVD | Pearl City | HI | 96782 | R-1 | 1952-05-05 | Permanently Out of Use |  | 2000 | Gasoline
9-501383 | TROPICAL RENT-A-CAR | 41 HANA HWY | Kahului | HI | 96732 | ESTATE OF HARRY WEINBERG | C/O STEEL TECH, INC / 99-1379 KOAHA PLACE | Kahului | HI | 96732 | R-3 | 1971-04-18 | Permanently Out of Use |  | 4000 | Diesel
9-501383 | TROPICAL RENT-A-CAR | 41 HANA HWY | Kahului | HI | 96732 | ESTATE OF HARRY WEINBERG | C/O STEEL TECH, INC / 99-1379 KOAHA PLACE | Kahului | HI | 96732 | R-2 | 1971-04-18 | Permanently Out of Use | 1993-12-14 | 3000 | Gasoline
9-501383 | TROPICAL RENT-A-CAR | 41 HANA HWY | Kahului | HI | 96732 | ESTATE OF HARRY WEINBERG | C/O STEEL TECH, INC / 99-1379 KOAHA PLACE | Kahului | HI | 96732 | R-1 | 1971-04-18 | Permanently Out of Use | 1993-12-14 | 1000 | Gasoline
9-501383 | TROPICAL RENT-A-CAR | 41 HANA HWY | Kahului | HI | 96732 | ESTATE OF HARRY WEINBERG | C/O STEEL TECH, INC / 99-1379 KOAHA PLACE | Kahului | HI | 96732 | R-4 | 1971-04-18 | Permanently Out of Use |  | 6000 | Diesel
9-600726 | MIHARA TRANSFER,INC. | 41 KEAA ST | Hilo | HI | 96720 | MIHARA TRANSFER,INC. | 41 KEAA ST | Hilo | HI | 96720 | R-1 | 1987-05-01 | Permanently Out of Use | 1997-06-10 | 1000 | Gasoline
9-600726 | MIHARA TRANSFER,INC. | 41 KEAA ST | Hilo | HI | 96720 | MIHARA TRANSFER,INC. | 41 KEAA ST | Hilo | HI | 96720 | R-2 | 1987-05-01 | Permanently Out of Use | 1997-06-10 | 2000 | Diesel
9-101159 | ALA MOANA HOTEL | 410 ATKINSON DR | Honolulu | HI | 96814 | ALM Management Services | 410 Atkinson Dr. | Honolulu | HI | 96814 | M-2 | 1999-03-01 | Currently In Use |  | 1000 | Diesel
9-101159 | ALA MOANA HOTEL | 410 ATKINSON DR | Honolulu | HI | 96814 | ALM Management Services | 410 Atkinson Dr. | Honolulu | HI | 96814 | R-M-1 | 1987-08-31 | Permanently Out of Use | 1999-02-22 | 1000 | Diesel
9-100300 | QUALITY SHEETMETAL & AIR CONDITIONING CO. | 410-A EKOLU WAY | Honolulu | HI | 96819 | QUALITY SHEETMETAL & AIR CONDITIONING CO. | 410-A EKOLU WAY | Honolulu | HI | 96819 | R-1 | 1961-05-07 | Permanently Out of Use | 1995-11-21 | 500 | Gasoline
9-100108 | HONOLULU TERMINAL | 411 PACIFIC ST | Honolulu | HI | 96817 | Tosco Marketing Company | P. O. Box 25376 | Honolulu | HI | 96817 | R-4-1 | 1982-04-15 | Permanently Out of Use | 1997-03-07 | 550 | Used Oil
9-200742 | ALII IV SERVICE STATION | 41-1025 KALANIANAOLE HWY | Waimanalo | HI | 96795 | PARADISE PETROLEUM DBA ALII PETROLEUM | 6600 KALANIANAOLE HWY | Waimanalo | HI | 96795 | R-2 | 1973-04-22 | Permanently Out of Use | 1994-05-08 | 2000 | Gasoline
9-200742 | ALII IV SERVICE STATION | 41-1025 KALANIANAOLE HWY | Waimanalo | HI | 96795 | PARADISE PETROLEUM DBA ALII PETROLEUM | 6600 KALANIANAOLE HWY | Waimanalo | HI | 96795 | R-1 | 1973-04-22 | Permanently Out of Use | 1994-05-08 | 6000 | Gasoline
9-200742 | ALII IV SERVICE STATION | 41-1025 KALANIANAOLE HWY | Waimanalo | HI | 96795 | PARADISE PETROLEUM DBA ALII PETROLEUM | 6600 KALANIANAOLE HWY | Waimanalo | HI | 96795 | R-4 | 1973-04-22 | Permanently Out of Use | 1994-05-08 | 1000 | Gasoline
9-200742 | ALII IV SERVICE STATION | 41-1025 KALANIANAOLE HWY | Waimanalo | HI | 96795 | PARADISE PETROLEUM DBA ALII PETROLEUM | 6600 KALANIANAOLE HWY | Waimanalo | HI | 96795 | R-3 | 1973-04-22 | Permanently Out of Use | 1994-05-08 | 2000 | Gasoline
9-200536 | WAIMANALO CENTRAL OFFICE | 41-1032 KALANIANAOLE HWY | Waimanalo | HI | 96795 | Hawaiian Telcom | P.O. Box 2200 | Waimanalo | HI | 96795 | R-1 | 1980-05-07 | Permanently Out of Use | 1994-01-10 | 500 | Diesel
9-200536 | WAIMANALO CENTRAL OFFICE | 41-1032 KALANIANAOLE HWY | Waimanalo | HI | 96795 | Hawaiian Telcom | P.O. Box 2200 | Waimanalo | HI | 96795 | M-1 | 1994-05-01 | Currently in Use |  | 550 | Diesel
9-700443 | YAMAGUCHI BUS SERVICE, INC. | 4111 PAPALINA RD | Kalaheo | HI | 96741 | YAMAGUCHI BUS SERVICE, INC. | 4011 PAPALINA RD P.O. BOX 58 | Kalaheo | HI | 96741 | R-2 | 1975-02-28 | Permanently Out of Use | 1994-01-11 | 3000 | Gasoline
9-700443 | YAMAGUCHI BUS SERVICE, INC. | 4111 PAPALINA RD | Kalaheo | HI | 96741 | YAMAGUCHI BUS SERVICE, INC. | 4011 PAPALINA RD P.O. BOX 58 | Kalaheo | HI | 96741 | R-1 | 1956-05-13 | Permanently Out of Use | 1994-01-11 | 500 | Diesel
9-200099 | C&CH WAIMANALO FIRE STATION | 41-1301 KALANIANAOLE HWY | Waimanalo | HI | 96795 | C&C HNL Fire Dept | 636 South Street | Waimanalo | HI | 96795 | R-1 | 1976-09-02 | Permanently Out of Use | 1993-10-04 | 1000 | Diesel
9-201240 | WAIMANALO TOWN CHEVRON SERVICE STATION | 41-1510 KALANIANAOLE HWY | Waimanalo | HI | 96795 | CHEVRON PRODUCTS COMPANY | 91-480 MALAKOLE ST. | Waimanalo | HI | 96795 | R-92 | 1982-07-18 | Permanently Out of Use | 2003-05-22 | 10000 | Gasoline
9-201240 | WAIMANALO TOWN CHEVRON SERVICE STATION | 41-1510 KALANIANAOLE HWY | Waimanalo | HI | 96795 | CHEVRON PRODUCTS COMPANY | 91-480 MALAKOLE ST. | Waimanalo | HI | 96795 | R-87 | 1982-07-18 | Permanently Out of Use | 2003-05-22 | 10000 | Gasoline
9-201240 | WAIMANALO TOWN CHEVRON SERVICE STATION | 41-1510 KALANIANAOLE HWY | Waimanalo | HI | 96795 | CHEVRON PRODUCTS COMPANY | 91-480 MALAKOLE ST. | Waimanalo | HI | 96795 | R-89 | 1982-07-18 | Permanently Out of Use | 2003-05-22 | 10000 | Gasoline
9-201240 | WAIMANALO TOWN CHEVRON SERVICE STATION | 41-1510 KALANIANAOLE HWY | Waimanalo | HI | 96795 | CHEVRON PRODUCTS COMPANY | 91-480 MALAKOLE ST. | Waimanalo | HI | 96795 | R-4 | 1982-07-18 | Permanently Out of Use | 2002-01-15 | 1000 | Used Oil
9-201280 | Mid Pac Petroleium 2705570 | 41-1517 KALANIANAOLE HWY | Waimanalo | HI | 96795 | Mid Pac Petroleum LLC | 677 Ala Moana Blvd Suite 625 | Waimanalo | HI | 96795 | 2a | 2010-02-08 | Currently in Use |  | 7000 | Gasoline
9-201280 | Mid Pac Petroleium 2705570 | 41-1517 KALANIANAOLE HWY | Waimanalo | HI | 96795 | Mid Pac Petroleum LLC | 677 Ala Moana Blvd Suite 625 | Waimanalo | HI | 96795 | R-4577-1-1 | 1960-04-01 | Permanently Out of Use | 1987-12-30 | 4000 | Gasoline
9-201280 | Mid Pac Petroleium 2705570 | 41-1517 KALANIANAOLE HWY | Waimanalo | HI | 96795 | Mid Pac Petroleum LLC | 677 Ala Moana Blvd Suite 625 | Waimanalo | HI | 96795 | r-87 | 1987-10-31 | Permanently out of Use | 2010-02-02 | 12000 | Gasoline
9-201280 | Mid Pac Petroleium 2705570 | 41-1517 KALANIANAOLE HWY | Waimanalo | HI | 96795 | Mid Pac Petroleum LLC | 677 Ala Moana Blvd Suite 625 | Waimanalo | HI | 96795 | 2b | 2010-02-08 | Currently in Use |  | 5000 | Diesel
9-201280 | Mid Pac Petroleium 2705570 | 41-1517 KALANIANAOLE HWY | Waimanalo | HI | 96795 | Mid Pac Petroleum LLC | 677 Ala Moana Blvd Suite 625 | Waimanalo | HI | 96795 | r-92 | 1987-10-31 | Permanently out of Use | 2010-02-02 | 12000 | Gasoline
9-201280 | Mid Pac Petroleium 2705570 | 41-1517 KALANIANAOLE HWY | Waimanalo | HI | 96795 | Mid Pac Petroleum LLC | 677 Ala Moana Blvd Suite 625 | Waimanalo | HI | 96795 | 1 | 2010-02-08 | Currently in Use |  | 12000 | Gasoline
9-201280 | Mid Pac Petroleium 2705570 | 41-1517 KALANIANAOLE HWY | Waimanalo | HI | 96795 | Mid Pac Petroleum LLC | 677 Ala Moana Blvd Suite 625 | Waimanalo | HI | 96795 | R-4577-4 | 1960-04-01 | Permanently Out of Use | 1987-12-30 | 550 | Used Oil
9-201280 | Mid Pac Petroleium 2705570 | 41-1517 KALANIANAOLE HWY | Waimanalo | HI | 96795 | Mid Pac Petroleum LLC | 677 Ala Moana Blvd Suite 625 | Waimanalo | HI | 96795 | R-4577-2 | 1960-04-01 | Permanently Out of Use | 1987-12-30 | 5000 | Gasoline
9-201280 | Mid Pac Petroleium 2705570 | 41-1517 KALANIANAOLE HWY | Waimanalo | HI | 96795 | Mid Pac Petroleum LLC | 677 Ala Moana Blvd Suite 625 | Waimanalo | HI | 96795 | R-4577-1-2 | 1960-04-01 | Permanently Out of Use | 1987-12-30 | 4000 | Gasoline
9-203187 | WAIMANALO FEED SUPPLY | 41-1521 LUKANELA ST | Waimanalo | HI | 96795 | STANLEY KODAMA | 41-1521 LUKANELA ST | Waimanalo | HI | 96795 | R-2 |  | Permanently Out of Use | 1996-12-04 |  | Not Listed
9-203187 | WAIMANALO FEED SUPPLY | 41-1521 LUKANELA ST | Waimanalo | HI | 96795 | STANLEY KODAMA | 41-1521 LUKANELA ST | Waimanalo | HI | 96795 | R-1 |  | Permanently Out of Use | 1996-12-04 |  | Not Listed
9-101119 | WAIALAE CHEVRON | 4117 WAIALAE AVE | Honolulu | HI | 96816 | CHEVRON PRODUCTS COMPANY | Attn Permit Desk PO Box 6004 | Honolulu | HI | 96816 | R-1 |  | Permanently Out of Use | 1982-01-01 | 10000 | Gasoline
9-101119 | WAIALAE CHEVRON | 4117 WAIALAE AVE | Honolulu | HI | 96816 | CHEVRON PRODUCTS COMPANY | Attn Permit Desk PO Box 6004 | Honolulu | HI | 96816 | R-5 |  | Permanently Out of Use | 1982-01-01 | 3000 | Gasoline
9-101119 | WAIALAE CHEVRON | 4117 WAIALAE AVE | Honolulu | HI | 96816 | CHEVRON PRODUCTS COMPANY | Attn Permit Desk PO Box 6004 | Honolulu | HI | 96816 | R-4 |  | Permanently Out of Use | 1982-01-01 | 3000 | Gasoline
9-101119 | WAIALAE CHEVRON | 4117 WAIALAE AVE | Honolulu | HI | 96816 | CHEVRON PRODUCTS COMPANY | Attn Permit Desk PO Box 6004 | Honolulu | HI | 96816 | 92 | 1982-05-05 | Currently in Use |  | 10000 | Gasoline
9-101119 | WAIALAE CHEVRON | 4117 WAIALAE AVE | Honolulu | HI | 96816 | CHEVRON PRODUCTS COMPANY | Attn Permit Desk PO Box 6004 | Honolulu | HI | 96816 | R-6 |  | Permanently Out of Use | 1982-01-01 | 550 | Used Oil
9-101119 | WAIALAE CHEVRON | 4117 WAIALAE AVE | Honolulu | HI | 96816 | CHEVRON PRODUCTS COMPANY | Attn Permit Desk PO Box 6004 | Honolulu | HI | 96816 | R-7 |  | Permanently Out of Use | 1986-01-01 | 1000 | Used Oil
9-101119 | WAIALAE CHEVRON | 4117 WAIALAE AVE | Honolulu | HI | 96816 | CHEVRON PRODUCTS COMPANY | Attn Permit Desk PO Box 6004 | Honolulu | HI | 96816 | R-2 |  | Permanently Out of Use | 1982-01-01 | 5000 | Gasoline
9-101119 | WAIALAE CHEVRON | 4117 WAIALAE AVE | Honolulu | HI | 96816 | CHEVRON PRODUCTS COMPANY | Attn Permit Desk PO Box 6004 | Honolulu | HI | 96816 | R-3 |  | Permanently Out of Use | 1982-01-01 | 3000 | Gasoline
9-101119 | WAIALAE CHEVRON | 4117 WAIALAE AVE | Honolulu | HI | 96816 | CHEVRON PRODUCTS COMPANY | Attn Permit Desk PO Box 6004 | Honolulu | HI | 96816 | 87 | 1982-05-05 | Currently in Use |  | 10000 | Gasoline
9-101119 | WAIALAE CHEVRON | 4117 WAIALAE AVE | Honolulu | HI | 96816 | CHEVRON PRODUCTS COMPANY | Attn Permit Desk PO Box 6004 | Honolulu | HI | 96816 | 87 | 1982-05-05 | Currently in Use |  | 10000 | Gasoline
9-700627 | CITIZENS UTILITIES COMPANY - KED | 4-1197 KUHIO HWY | Kapaa | HI | 96746 | CITIZENS UTILITIES COMPANY | 4392 WAIALO RD / P.O. BOX 278 | Kapaa | HI | 96746 | R-1 | 1972-05-02 | Permanently Out of Use | 1993-12-15 | 8000 | Gasoline
9-202526 | MEADOW GOLD DAIRIES - WAIMANALO FARM | 41-330 WAIKUPANAHA ST | Waimanalo | HI | 96795 | MEADOW GOLD DAIRIES |  | Waimanalo | HI | 96795 | R-2 |  | Permanently Out of Use | 1993-04-01 | 2000 | Diesel
9-202526 | MEADOW GOLD DAIRIES - WAIMANALO FARM | 41-330 WAIKUPANAHA ST | Waimanalo | HI | 96795 | MEADOW GOLD DAIRIES |  | Waimanalo | HI | 96795 | R-1 |  | Permanently Out of Use | 1993-04-01 | 2000 | Gasoline
9-701856 | ABC STORE 58 | 4-1359 KUHIO HWY | Kapaa | HI | 96746 | MNS, LTD. | 766 POHUKAINA ST | Kapaa | HI | 96746 | R-1 |  | Permanently Out of Use | 1990-05-01 | 2000 | Gasoline
9-701856 | ABC STORE 58 | 4-1359 KUHIO HWY | Kapaa | HI | 96746 | MNS, LTD. | 766 POHUKAINA ST | Kapaa | HI | 96746 | R-2 |  | Permanently Out of Use | 1990-05-01 | 2000 | Gasoline
9-701856 | ABC STORE 58 | 4-1359 KUHIO HWY | Kapaa | HI | 96746 | MNS, LTD. | 766 POHUKAINA ST | Kapaa | HI | 96746 | R-3 |  | Permanently Out of Use | 1990-05-01 | 2000 | Gasoline
9-701856 | ABC STORE 58 | 4-1359 KUHIO HWY | Kapaa | HI | 96746 | MNS, LTD. | 766 POHUKAINA ST | Kapaa | HI | 96746 | R-5 | 1990-12-01 | Permanently Out of Use | 1999-04-22 | 10000 | Gasoline
9-701856 | ABC STORE 58 | 4-1359 KUHIO HWY | Kapaa | HI | 96746 | MNS, LTD. | 766 POHUKAINA ST | Kapaa | HI | 96746 | R-4 | 1990-12-01 | Permanently Out of Use | 1999-04-22 | 10000 | Gasoline
9-100217 | BARRY'S UNION SERVICE L-3491 | 4137 WAIALAE AVE | Honolulu | HI | 96816 | UNOCAL CORPORATION | 3915 Mission Avenue #7416 | Honolulu | HI | 96816 | R-1 | 1969-10-13 | Permanently Out of Use |  | 10000 | Gasoline
9-100217 | BARRY'S UNION SERVICE L-3491 | 4137 WAIALAE AVE | Honolulu | HI | 96816 | UNOCAL CORPORATION | 3915 Mission Avenue #7416 | Honolulu | HI | 96816 | R-2 | 1969-10-13 | Permanently Out of Use |  | 10000 | Gasoline
9-100217 | BARRY'S UNION SERVICE L-3491 | 4137 WAIALAE AVE | Honolulu | HI | 96816 | UNOCAL CORPORATION | 3915 Mission Avenue #7416 | Honolulu | HI | 96816 | R-3 | 1984-10-13 | Permanently Out of Use |  | 6500 | Diesel
9-100217 | BARRY'S UNION SERVICE L-3491 | 4137 WAIALAE AVE | Honolulu | HI | 96816 | UNOCAL CORPORATION | 3915 Mission Avenue #7416 | Honolulu | HI | 96816 | R-4 | 1969-10-13 | Permanently Out of Use |  | 550 | Used Oil
9-100936 | ISLAND MOVERS, INC. | 414 KUWILI ST HONOLULU HARBOR PIER 42 | Honolulu | HI | 96817 | ISLAND MOVERS, INC. | P.O. BOX 17865 414 KUWILI ST | Honolulu | HI | 96817 | R-3 | 1971-05-28 | Permanently Out of Use | 2000-10-26 | 1000 | Gasoline
9-100936 | ISLAND MOVERS, INC. | 414 KUWILI ST HONOLULU HARBOR PIER 42 | Honolulu | HI | 96817 | ISLAND MOVERS, INC. | P.O. BOX 17865 414 KUWILI ST | Honolulu | HI | 96817 | R-2 | 1971-05-28 | Permanently Out of Use | 2001-10-26 | 1000 | Gasoline
9-100936 | ISLAND MOVERS, INC. | 414 KUWILI ST HONOLULU HARBOR PIER 42 | Honolulu | HI | 96817 | ISLAND MOVERS, INC. | P.O. BOX 17865 414 KUWILI ST | Honolulu | HI | 96817 | R-1 | 1971-05-28 | Permanently Out of Use | 2000-10-26 | 1000 | Not Listed
9-100936 | ISLAND MOVERS, INC. | 414 KUWILI ST HONOLULU HARBOR PIER 42 | Honolulu | HI | 96817 | ISLAND MOVERS, INC. | P.O. BOX 17865 414 KUWILI ST | Honolulu | HI | 96817 | R-4 |  | Permanently Out of Use | 2001-10-26 | 1000 | Not Listed
9-100237 | HERTZ RENT- A-CAR (PMID 007112) | 414 LELE ST | Honolulu | HI | 96819 | THE HERTZ CORPORATION | 225 BRAE BLVD | Honolulu | HI | 96819 | R-1 | 1976-01-31 | Permanently Out of Use | 1993-05-15 | 500 | Used Oil
9-103092 | HONOLULU PRINCE | 415 NAHUA ST | Honolulu | HI | 96815 | KOEI USA ENTERPRISE, INC. | 415 NAHUA ST | Honolulu | HI | 96815 | R-1 | 1961-08-01 | Permanently Out of Use | 1995-06-27 | 550 | Diesel
9-100527 | PUUNUI CENTRAL OFFICE | 415 WYLLIE ST | Honolulu | HI | 96817 | Hawaiian Telcom | P.O. Box 2200 | Honolulu | HI | 96817 | R-1 | 1982-05-07 | Permanently Out of Use | 1988-05-12 | 550 | Diesel
9-100527 | PUUNUI CENTRAL OFFICE | 415 WYLLIE ST | Honolulu | HI | 96817 | Hawaiian Telcom | P.O. Box 2200 | Honolulu | HI | 96817 | M-1 | 1988-05-01 | Currently In Use |  | 550 | Diesel
9-203245 | USDA APHIS PPQ | 41-650 AHIKI ST | Waimanalo | HI | 96795 | U.S. DEPARTMENT OF AGRICULTURE APHIS PPQ | 41-650 AHIKI ST | Waimanalo | HI | 96795 | R-1 | 1989-06-01 | Permanently Out of Use | 2001-04-16 | 1000 | Diesel
9-202427 | WAIMANALO RESEARCH FARM | 41-698 AHIKI ST | Waimanalo | HI | 96795 | STATE U.H. - COLLEGE OF TROPICAL AGRICULTURE |  | Waimanalo | HI | 96795 | R-1 | 1950-12-30 | Permanently Out of Use | 1991-05-01 | 500 | Gasoline
9-100810 | AVIS RENT-A-CAR (PMID 007126) | 417 LELE ST | Honolulu | HI | 96819 | AVIS RENT A CAR | 6 SYLVAN WAY DEPT 29-093-36 | Honolulu | HI | 96819 | R-1 | 1978-02-13 | Permanently Out of Use | 1998-02-11 | 10000 | Gasoline
9-100810 | AVIS RENT-A-CAR (PMID 007126) | 417 LELE ST | Honolulu | HI | 96819 | AVIS RENT A CAR | 6 SYLVAN WAY DEPT 29-093-36 | Honolulu | HI | 96819 | 87 | 1998-02-01 | Currently In Use |  | 10000 | Gasoline
9-100810 | AVIS RENT-A-CAR (PMID 007126) | 417 LELE ST | Honolulu | HI | 96819 | AVIS RENT A CAR | 6 SYLVAN WAY DEPT 29-093-36 | Honolulu | HI | 96819 | R-2 | 1978-02-13 | Permanently Out of Use | 1998-02-10 | 550 | Used Oil
9-707069 | Kauai County Hanamaulu Pump Station | 4181 HANAMAULU RD | Hanamaulu | HI | 96715 | KAUAI COUNTY - DEPT OF PUBLIC WORKS | 444 RICE ST. , STE 275 MAIKEHA BLDG | Hanamaulu | HI | 96715 | R-62832 | 1980-06-06 | Permanently Out of Use | 1998-10-14 | 1000 | Diesel
9-201177 | 7-11 WAIMANALO | 41-849 KALANIANAOLE HWY | Waimanalo | HI | 96795 | Mid Pac Petroleum LLC | 1100 Alakea Street, 8th floor | Waimanalo | HI | 96795 | R-2 | 1979-04-05 | Permanently Out of Use | 1996-10-25 | 10000 | Gasoline
9-201177 | 7-11 WAIMANALO | 41-849 KALANIANAOLE HWY | Waimanalo | HI | 96795 | Mid Pac Petroleum LLC | 1100 Alakea Street, 8th floor | Waimanalo | HI | 96795 | 92 | 1996-10-01 | Currently In Use |  | 10000 | Gasoline
9-201177 | 7-11 WAIMANALO | 41-849 KALANIANAOLE HWY | Waimanalo | HI | 96795 | Mid Pac Petroleum LLC | 1100 Alakea Street, 8th floor | Waimanalo | HI | 96795 | 87 | 1996-10-01 | Currently In Use |  | 10000 | Gasoline
9-201177 | 7-11 WAIMANALO | 41-849 KALANIANAOLE HWY | Waimanalo | HI | 96795 | Mid Pac Petroleum LLC | 1100 Alakea Street, 8th floor | Waimanalo | HI | 96795 | R-1 | 1979-04-05 | Permanently Out of Use | 1996-10-25 | 10000 | Gasoline
9-201177 | 7-11 WAIMANALO | 41-849 KALANIANAOLE HWY | Waimanalo | HI | 96795 | Mid Pac Petroleum LLC | 1100 Alakea Street, 8th floor | Waimanalo | HI | 96795 | R-3 | 1979-04-05 | Permanently Out of Use | 1996-10-15 | 10000 | Gasoline
9-700611 | LIHUE QUONSET | 4193 RICE ST | Lihue | HI | 96766 | VERIZON HAWAII | 1177 BISHOP ST. P.O. BOX 2200 Hon.HI 96841 | Lihue | HI | 96766 | R-M-1 | 1970-05-07 | Permanently Out of Use | 1997-11-07 | 550 | Diesel
9-102169 | BOY SCOUTS OF AMERICA | 42 PUIWA RD | Honolulu | HI | 96817 | ALOHA COUNCIL | BOY SCOUTS OF AMERICA / 42 PUIWA RD | Honolulu | HI | 96817 | R-1 | 1971-03-20 | Permanently Out of Use | 1989-11-22 | 1000 | Gasoline
9-103898 | 420 N. Nimits Hwy Demolotion project | 420 N. Nimitz Hwy | Honolulu | HI | 96819 | The Harry and Jeanette Weinberg Foundation | 3660 Waialae Ave, Suite 400 | Honolulu | HI | 96819 | r-1 |  | Permanently out of Use | 2010-06-22 | 500 | Other
9-103579 | LIBERTY HOUSE DATA CENTER | 420 WAIAKAMILO RD | Honolulu | HI | 96817 | FEDERATED DEPARTMENT STORES, INC. | 91-262 Oihana St | Honolulu | HI | 96817 | R-1 |  | Permanently Out of Use | 1999-11-24 | 2500 | Diesel
9-103631 | 420 WARD AVE | 420 WARD AVE/901 ILANIWAI ST | Honolulu | HI | 96814 | VICTORIA WARD LTD | 1210 AUAHI ST / SUITE 115 | Honolulu | HI | 96814 | R-2 |  | Permanently Out of Use | 2000-04-07 | 250 | Other
9-103631 | 420 WARD AVE | 420 WARD AVE/901 ILANIWAI ST | Honolulu | HI | 96814 | VICTORIA WARD LTD | 1210 AUAHI ST / SUITE 115 | Honolulu | HI | 96814 | R-3 |  | Permanently Out of Use | 2000-04-07 | 250 | Other
9-103631 | 420 WARD AVE | 420 WARD AVE/901 ILANIWAI ST | Honolulu | HI | 96814 | VICTORIA WARD LTD | 1210 AUAHI ST / SUITE 115 | Honolulu | HI | 96814 | R-1 |  | Permanently Out of Use | 2000-04-07 | 250 | Other
9-700430 | JACK HARTER HELICOPTERS INC. | 4200 AHUKINI RD | Lihue | HI | 96766 | JACK HARTER HELICOPTERS INC. | 4200 AHUKINI RD | Lihue | HI | 96766 | R-1 | 1977-07-31 | Permanently Out of Use | 1997-06-09 | 4000 | Other
9-100207 | FAA - DIAMOND HEAD RML | 4204 DIAMOND HEAD RD | Honolulu | HI | 96816 | FEDERAL AVIATION ADMINISTRATION | WESTERN PACIFIC REGION 6700 KALANIANAOLE HWY, SUITE 111 | Honolulu | HI | 96816 | R-M-1 | 1976-01-18 | Permanently Out of Use | 2001-06-26 | 6000 | Diesel
9-100207 | FAA - DIAMOND HEAD RML | 4204 DIAMOND HEAD RD | Honolulu | HI | 96816 | FEDERAL AVIATION ADMINISTRATION | WESTERN PACIFIC REGION 6700 KALANIANAOLE HWY, SUITE 111 | Honolulu | HI | 96816 | R-M-2 | 1960-05-01 | Permanently Out of Use | 1998-10-21 | 3000 | Diesel
9-100207 | FAA - DIAMOND HEAD RML | 4204 DIAMOND HEAD RD | Honolulu | HI | 96816 | FEDERAL AVIATION ADMINISTRATION | WESTERN PACIFIC REGION 6700 KALANIANAOLE HWY, SUITE 111 | Honolulu | HI | 96816 | R-3 | 1957-05-30 | Permanently Out of Use | 1992-04-21 | 500 | Diesel
9-101032 | KAHALA SHELL | 4204 WAIALAE AVE. | Honolulu | HI | 96816 | ALOHA PETROLEUM, LTD. | 1132 BISHOP STREET, SUITE 1700 | Honolulu | HI | 96816 | 1 | 1991-05-30 | Currently in Use |  | 12000 | Gasohol
9-101032 | KAHALA SHELL | 4204 WAIALAE AVE. | Honolulu | HI | 96816 | ALOHA PETROLEUM, LTD. | 1132 BISHOP STREET, SUITE 1700 | Honolulu | HI | 96816 | R-2 | 1960-12-30 | Permanently Out of Use | 1991-05-30 | 8000 | Gasoline
9-101032 | KAHALA SHELL | 4204 WAIALAE AVE. | Honolulu | HI | 96816 | ALOHA PETROLEUM, LTD. | 1132 BISHOP STREET, SUITE 1700 | Honolulu | HI | 96816 | R-5 | 1960-01-30 | Permanently Out of Use | 1991-05-30 | 550 | Other
9-101032 | KAHALA SHELL | 4204 WAIALAE AVE. | Honolulu | HI | 96816 | ALOHA PETROLEUM, LTD. | 1132 BISHOP STREET, SUITE 1700 | Honolulu | HI | 96816 | R-1 | 1960-12-30 | Permanently Out of Use | 1991-05-30 | 8000 | Gasoline
9-101032 | KAHALA SHELL | 4204 WAIALAE AVE. | Honolulu | HI | 96816 | ALOHA PETROLEUM, LTD. | 1132 BISHOP STREET, SUITE 1700 | Honolulu | HI | 96816 | R-4 | 1979-12-30 | Permanently Out of Use | 1991-05-30 | 550 | Used Oil
9-101032 | KAHALA SHELL | 4204 WAIALAE AVE. | Honolulu | HI | 96816 | ALOHA PETROLEUM, LTD. | 1132 BISHOP STREET, SUITE 1700 | Honolulu | HI | 96816 | R-4 | 1991-05-30 | Permanently Out of Use | 1999-06-28 | 550 | Used Oil
9-101032 | KAHALA SHELL | 4204 WAIALAE AVE. | Honolulu | HI | 96816 | ALOHA PETROLEUM, LTD. | 1132 BISHOP STREET, SUITE 1700 | Honolulu | HI | 96816 | 2 | 1991-05-30 | Currently in Use |  | 12000 | Gasohol
9-101032 | KAHALA SHELL | 4204 WAIALAE AVE. | Honolulu | HI | 96816 | ALOHA PETROLEUM, LTD. | 1132 BISHOP STREET, SUITE 1700 | Honolulu | HI | 96816 | 3 | 1991-05-30 | Currently in Use |  | 12000 | Gasohol
9-101032 | KAHALA SHELL | 4204 WAIALAE AVE. | Honolulu | HI | 96816 | ALOHA PETROLEUM, LTD. | 1132 BISHOP STREET, SUITE 1700 | Honolulu | HI | 96816 | R-3 | 1971-12-30 | Permanently Out of Use | 1991-05-30 | 6000 | Gasoline
9-100872 | WAIALAE LAUNDRY | 4210 WAIALAE AVE | Honolulu | HI | 96816 | BRAIN WHITTAKER | WAIALAE LAUNDRY / 4210 WAIALAE AVE | Honolulu | HI | 96816 | 1 |  | Permanently Out of Use |  | 550 | Diesel
9-101167 | EDDIE'S CRANE SERVICE | 422 CENTRAL WAY | Honolulu | HI | 96817 | SAND ISLAND BUSINESS ASSN | 200 SAND ISLAND PARKWAY | Honolulu | HI | 96817 | R-2 |  | Permanently Out of Use | 1993-03-29 | 6000 | Heating Oil
9-101167 | EDDIE'S CRANE SERVICE | 422 CENTRAL WAY | Honolulu | HI | 96817 | SAND ISLAND BUSINESS ASSN | 200 SAND ISLAND PARKWAY | Honolulu | HI | 96817 | R-1 |  | Permanently Out of Use | 1993-03-29 | 6000 | Heating Oil
9-701074 | Kauai County Lihue Fire Station | 4223 RICE ST | Lihue | HI | 96766 | KAUAI COUNTY - DEPT OF PUBLIC WORKS | 444 RICE ST. , STE 275 MAIKEHA BLDG | Lihue | HI | 96766 | R-G-504964 | 1975-06-06 | Permanently Out of Use | 1998-10-20 | 550 | Gasoline
9-400557 | LANAI CENTRAL OFFICE | 423 NINTH ST | Lanai City | HI | 96763 | Hawaiian Telcom | P.O. Box 2200 | Lanai City | HI | 96763 | R-1 | 1963-01-01 | Permanently Out of Use | 1996-03-29 | 125 | Diesel
9-400557 | LANAI CENTRAL OFFICE | 423 NINTH ST | Lanai City | HI | 96763 | Hawaiian Telcom | P.O. Box 2200 | Lanai City | HI | 96763 | M-2 | 1996-06-18 | Currently In Use |  | 600 | Diesel
9-400557 | LANAI CENTRAL OFFICE | 423 NINTH ST | Lanai City | HI | 96763 | Hawaiian Telcom | P.O. Box 2200 | Lanai City | HI | 96763 | R-1 | 1963-05-08 | Permanently Out of Use | 1996-03-29 | 285 | Diesel
9-101972 | ALIAMANU 2 WASTEWATER PUMP STATION | 4230 SALT LAKE BLVD. | Honolulu | HI | 96818 | C&C HNL - DEPT OF ENVIRONMENTAL SERVICES | 1000 ULU'OHIA STREET, SUITE 308 | Honolulu | HI | 96818 | M-1 | 1989-04-26 | Currently in Use |  | 550 | Diesel
9-200125 | C&CH KAILUA CORP YARD | 42-377 KALANIANAOLE HWY | Kailua | HI | 96734 | C&C HNL - DEPT OF FACILITY MAINTENANCE | Division of Road Maintenance 99-999 Iwaena St | Kailua | HI | 96734 | 1 | 1991-06-30 | Currently In Use |  | 2500 | Diesel
9-200125 | C&CH KAILUA CORP YARD | 42-377 KALANIANAOLE HWY | Kailua | HI | 96734 | C&C HNL - DEPT OF FACILITY MAINTENANCE | Division of Road Maintenance 99-999 Iwaena St | Kailua | HI | 96734 | 3 | 1991-06-30 | Currently In Use |  | 1000 | Diesel
9-200125 | C&CH KAILUA CORP YARD | 42-377 KALANIANAOLE HWY | Kailua | HI | 96734 | C&C HNL - DEPT OF FACILITY MAINTENANCE | Division of Road Maintenance 99-999 Iwaena St | Kailua | HI | 96734 | 87 | 1991-06-30 | Currently In Use |  | 2500 | Gasoline
9-200125 | C&CH KAILUA CORP YARD | 42-377 KALANIANAOLE HWY | Kailua | HI | 96734 | C&C HNL - DEPT OF FACILITY MAINTENANCE | Division of Road Maintenance 99-999 Iwaena St | Kailua | HI | 96734 | R-2 | 1955-01-01 | Permanently Out of Use | 1991-05-01 | 1000 | Gasoline
9-200125 | C&CH KAILUA CORP YARD | 42-377 KALANIANAOLE HWY | Kailua | HI | 96734 | C&C HNL - DEPT OF FACILITY MAINTENANCE | Division of Road Maintenance 99-999 Iwaena St | Kailua | HI | 96734 | R-1 | 1955-01-01 | Permanently Out of Use | 1991-05-01 | 300 | Diesel
9-200153 | RURAL EMERGENCY OPERATING CENTER | 42-377 KALANIANAOLE HWY | Kailua | HI | 96734 | C&C OF HNL - OAHU CIVIL DEFENSE AGENCY | 650 S KING ST | Kailua | HI | 96734 | R-1 | 1965-01-30 | Permanently Out of Use | 1991-05-03 | 1200 | Diesel
9-602659 | FRED L. WALDRON, LTD. | 424 KANOELEHUA AVE | Hilo | HI | 96720 | WALDRON FEED MILL | 91-254 OLAI ST | Hilo | HI | 96720 | R-1 |  | Permanently Out of Use | 1992-06-22 |  | Not Listed
9-703420 | COCO PALMS HOTEL | 4-241 KUHIO HWY | Kapaa | HI | 96746 | COCO PALMS HOTEL | 4-241 KUHIO HWY | Kapaa | HI | 96746 | r-7 |  | Permanently out of Use | 1998-08-01 | 1000 | Kerosene
9-703420 | COCO PALMS HOTEL | 4-241 KUHIO HWY | Kapaa | HI | 96746 | COCO PALMS HOTEL | 4-241 Kuhio Hwy | Kapaa | HI | 96746 | r-7 |  | Permanently out of Use | 1998-08-01 | 1000 | Kerosene
9-102215 | WOMEN'S COMMUNITY CORRECTIONAL CENTER | 42-477 KALANIANAOLE HWY | Kailua | HI | 96734 | STATE PSD - WOMEN'S COMMUNITY CORRECTIONAL CENTER | 42-477 KALANIANAOLE HWY | Kailua | HI | 96734 | R-1 | 1956-10-10 | Permanently Out of Use | 1998-07-22 | 1000 | Gasoline
9-102215 | WOMEN'S COMMUNITY CORRECTIONAL CENTER | 42-477 KALANIANAOLE HWY | Kailua | HI | 96734 | STATE PSD - WOMEN'S COMMUNITY CORRECTIONAL CENTER | 42-477 KALANIANAOLE HWY | Kailua | HI | 96734 | R-HOOKIPA - 2 |  | Permanently Out of Use | 2000-11-02 | 500 | Not Listed
9-102215 | WOMEN'S COMMUNITY CORRECTIONAL CENTER | 42-477 KALANIANAOLE HWY | Kailua | HI | 96734 | STATE PSD - WOMEN'S COMMUNITY CORRECTIONAL CENTER | 42-477 KALANIANAOLE HWY | Kailua | HI | 96734 | R-BARN-1 |  | Permanently Out of Use | 2000-11-03 | 1000 | Diesel
9-201731 | C&CH OLOMANA FIRE STATION | 42-510 KALANIANAOLE HWY | Kailua | HI | 96734 | C&C HNL Fire Dept | 636 South Street | Kailua | HI | 96734 | R-1 | 1987-12-01 | Permanently Out of Use | 1993-10-07 | 1000 | Diesel
9-101385 | TESORO 2GO 61019 | 4259 LAWEHANA ST | Honolulu | HI | 96818 | HIE Retail, LLC | 800 Gessner Road, Suite 875 | Honolulu | HI | 96818 | diesel | 2013-09-25 | Currently In Use |  | 10000 | Diesel
9-101385 | TESORO 2GO 61019 | 4259 LAWEHANA ST | Honolulu | HI | 96818 | HIE Retail, LLC | 800 Gessner Road, Suite 875 | Honolulu | HI | 96818 | 92 | 2013-09-25 | Currently In Use |  | 10000 | Gasohol
9-101385 | TESORO 2GO 61019 | 4259 LAWEHANA ST | Honolulu | HI | 96818 | HIE Retail, LLC | 800 Gessner Road, Suite 875 | Honolulu | HI | 96818 | 87 | 2013-09-25 | Currently In Use |  | 10000 | Gasohol
9-101385 | TESORO 2GO 61019 | 4259 LAWEHANA ST | Honolulu | HI | 96818 | HIE Retail, LLC | 800 Gessner Road, Suite 875 | Honolulu | HI | 96818 | r-92 | 1986-06-26 | Permanently out of Use | 2013-09-01 | 10000 | Gasoline
9-101385 | TESORO 2GO 61019 | 4259 LAWEHANA ST | Honolulu | HI | 96818 | HIE Retail, LLC | 800 Gessner Road, Suite 875 | Honolulu | HI | 96818 | r-87 | 1986-06-26 | Permanently out of Use | 2013-09-01 | 10000 | Gasoline
9-101385 | TESORO 2GO 61019 | 4259 LAWEHANA ST | Honolulu | HI | 96818 | HIE Retail, LLC | 800 Gessner Road, Suite 875 | Honolulu | HI | 96818 | r-89 | 1986-06-26 | Permanently out of Use | 2013-12-01 | 10000 | Gasoline
9-101385 | TESORO 2GO 61019 | 4259 LAWEHANA ST | Honolulu | HI | 96818 | HIE Retail, LLC | 800 Gessner Road, Suite 875 | Honolulu | HI | 96818 | r-diesel #2 | 1991-08-31 | Permanently out of Use | 2013-12-01 | 10000 | Diesel
9-702972 | KAUAI AUTOMATED FUELS, INC. ( KAF) 4 | 4261 PUHI RD | Lihue | HI | 96766 | KAUAI AUTOMATED FUELS NETWORK | P.O. BOX 86 | Lihue | HI | 96766 | 87 | 1993-10-15 | Currently in Use |  | 10000 | Diesel
9-702972 | KAUAI AUTOMATED FUELS, INC. ( KAF) 4 | 4261 PUHI RD | Lihue | HI | 96766 | KAUAI AUTOMATED FUELS NETWORK | P.O. BOX 86 | Lihue | HI | 96766 | 1b | 2009-11-13 | Currently In Use |  | 6000 | Diesel
9-702972 | KAUAI AUTOMATED FUELS, INC. ( KAF) 4 | 4261 PUHI RD | Lihue | HI | 96766 | KAUAI AUTOMATED FUELS NETWORK | P.O. BOX 86 | Lihue | HI | 96766 | 1a | 2009-11-13 | Currently In Use |  | 9000 | Diesel
9-702972 | KAUAI AUTOMATED FUELS, INC. ( KAF) 4 | 4261 PUHI RD | Lihue | HI | 96766 | KAUAI AUTOMATED FUELS NETWORK | P.O. BOX 86 | Lihue | HI | 96766 | 89 | 1993-10-15 | Currently in Use |  | 6400 | Gasoline
9-702972 | KAUAI AUTOMATED FUELS, INC. ( KAF) 4 | 4261 PUHI RD | Lihue | HI | 96766 | KAUAI AUTOMATED FUELS NETWORK | P.O. BOX 86 | Lihue | HI | 96766 | 92 | 1993-10-15 | Currently in Use |  | 3600 | Gasoline
9-702972 | KAUAI AUTOMATED FUELS, INC. ( KAF) 4 | 4261 PUHI RD | Lihue | HI | 96766 | KAUAI AUTOMATED FUELS | 3011 Aukele Street | Lihue | HI | 96766 | 92 | 1993-10-15 | Currently in Use |  | 3600 | Gasoline
9-702972 | KAUAI AUTOMATED FUELS, INC. ( KAF) 4 | 4261 PUHI RD | Lihue | HI | 96766 | KAUAI AUTOMATED FUELS | 3011 AUKELE | Lihue | HI | 96766 | 1b | 2009-11-13 | Currently In Use |  | 6000 | Diesel
9-702972 | KAUAI AUTOMATED FUELS, INC. ( KAF) 4 | 4261 PUHI RD | Lihue | HI | 96766 | KAUAI AUTOMATED FUELS | 3011 AUKELE | Lihue | HI | 96766 | 92 | 1993-10-15 | Currently in Use |  | 3600 | Gasoline
9-702972 | KAUAI AUTOMATED FUELS, INC. ( KAF) 4 | 4261 PUHI RD | Lihue | HI | 96766 | KAUAI AUTOMATED FUELS | 3011 AUKELE | Lihue | HI | 96766 | 89 | 1993-10-15 | Currently in Use |  | 6400 | Gasoline
9-702972 | KAUAI AUTOMATED FUELS, INC. ( KAF) 4 | 4261 PUHI RD | Lihue | HI | 96766 | KAUAI AUTOMATED FUELS | 3011 AUKELE | Lihue | HI | 96766 | 1a | 2009-11-13 | Currently In Use |  | 9000 | Diesel
9-702972 | KAUAI AUTOMATED FUELS, INC. ( KAF) 4 | 4261 PUHI RD | Lihue | HI | 96766 | KAUAI AUTOMATED FUELS | 3011 Aukele Street | Lihue | HI | 96766 | 89 | 1993-10-15 | Currently in Use |  | 6400 | Gasoline
9-702972 | KAUAI AUTOMATED FUELS, INC. ( KAF) 4 | 4261 PUHI RD | Lihue | HI | 96766 | KAUAI AUTOMATED FUELS | 3011 Aukele Street | Lihue | HI | 96766 | 87 | 1993-10-15 | Currently in Use |  | 10000 | Diesel
9-702972 | KAUAI AUTOMATED FUELS, INC. ( KAF) 4 | 4261 PUHI RD | Lihue | HI | 96766 | KAUAI AUTOMATED FUELS | 3011 Aukele Street | Lihue | HI | 96766 | 1a | 2009-11-13 | Currently In Use |  | 9000 | Diesel
9-702972 | KAUAI AUTOMATED FUELS, INC. ( KAF) 4 | 4261 PUHI RD | Lihue | HI | 96766 | KAUAI AUTOMATED FUELS | 3011 AUKELE | Lihue | HI | 96766 | 87 | 1993-10-15 | Currently in Use |  | 10000 | Diesel
9-702972 | KAUAI AUTOMATED FUELS, INC. ( KAF) 4 | 4261 PUHI RD | Lihue | HI | 96766 | KAUAI AUTOMATED FUELS | 3011 Aukele Street | Lihue | HI | 96766 | 1b | 2009-11-13 | Currently In Use |  | 6000 | Diesel
9-702798 | Hawaii Health Emporium dba NaMolokama General Store (prev: princeville chevron) | 4280 KUHIO HWY | Princeville | HI | 96722 | Hawaii Health Emporium Inc | P.O. BOx 223309 | Princeville | HI | 96722 | T3 - 5A | 1995-03-15 | Currently In Use |  | 4000 | Gasoline
9-702798 | Hawaii Health Emporium dba NaMolokama General Store (prev: princeville chevron) | 4280 KUHIO HWY | Princeville | HI | 96722 | Hawaii Health Emporium Inc | P.O. BOx 223309 | Princeville | HI | 96722 | T4 - 4A | 1995-03-15 | Currently in Use |  | 6000 | Diesel
9-702798 | Hawaii Health Emporium dba NaMolokama General Store (prev: princeville chevron) | 4280 KUHIO HWY | Princeville | HI | 96722 | Hawaii Health Emporium Inc | P.O. BOx 223309 | Princeville | HI | 96722 | R-1 |  | Permanently Out of Use | 1993-12-17 | 8000 | Gasoline
9-702798 | Hawaii Health Emporium dba NaMolokama General Store (prev: princeville chevron) | 4280 KUHIO HWY | Princeville | HI | 96722 | Hawaii Health Emporium Inc | P.O. BOx 223309 | Princeville | HI | 96722 | R-3 | 1977-06-01 | Permanently Out of Use | 1995-02-23 | 5000 | Gasoline
9-702798 | Hawaii Health Emporium dba NaMolokama General Store (prev: princeville chevron) | 4280 KUHIO HWY | Princeville | HI | 96722 | Hawaii Health Emporium Inc | P.O. BOx 223309 | Princeville | HI | 96722 | R-4 | 1977-06-01 | Permanently Out of Use | 1995-02-23 | 1000 | Used Oil
9-702798 | Hawaii Health Emporium dba NaMolokama General Store (prev: princeville chevron) | 4280 KUHIO HWY | Princeville | HI | 96722 | Hawaii Health Emporium Inc | P.O. BOx 223309 | Princeville | HI | 96722 | R-2 | 1977-06-01 | Permanently Out of Use | 1995-02-23 | 8000 | Gasoline
9-702798 | Hawaii Health Emporium dba NaMolokama General Store (prev: princeville chevron) | 4280 KUHIO HWY | Princeville | HI | 96722 | Hawaii Health Emporium Inc | P.O. BOx 223309 | Princeville | HI | 96722 | T5 - 4B | 1995-03-15 | Currently In Use |  | 6000 | Diesel
9-702798 | Hawaii Health Emporium dba NaMolokama General Store (prev: princeville chevron) | 4280 KUHIO HWY | Princeville | HI | 96722 | Hawaii Health Emporium Inc | P.O. BOx 223309 | Princeville | HI | 96722 | T6 - 5C | 1995-03-15 | Currently in Use |  | 7000 | Gasoline
9-702798 | Hawaii Health Emporium dba NaMolokama General Store (prev: princeville chevron) | 4280 KUHIO HWY | Princeville | HI | 96722 | Hawaii Health Emporium Inc | P.O. BOx 223309 | Princeville | HI | 96722 | T1 - 5B | 1995-03-15 | Currently in Use |  | 3000 | Gasoline
9-100853 | TROPICAL FRUITS DISTRIBUTORS OF HAWAII, INC | 429 WAIAKAMILO RD | Honolulu | HI | 96817 | TROPICAL FRUITS DISTRIBUTORS OF | HAWAII,INC / P.O. BOX 1286 | Honolulu | HI | 96817 | R-001 | 1969-03-27 | Permanently Out of Use |  | 1000 | Gasoline
9-201933 | HOMELANI WASTEWATER PUMP STATION | 43 CALIFORNIA AVE | Wahiawa | HI | 96786 | C&C of Honolulu Dept of Environmental Services | 1000 Uluohia Street, Suite 308 | Wahiawa | HI | 96786 | M-1 | 1989-12-29 | Currently in Use |  | 550 | Diesel
9-600367 | WAILOA COMPANY | 430 KEKUNAOA ST | Hilo | HI | 96720 | H T & T COMPANY, INC. | P.O. BOX 4190 | Hilo | HI | 96720 | R-I | 1963-11-01 | Permanently Out of Use |  | 1000 | Not Listed
9-703796 | Costco Gasoline 640 | 4300 Nuhou Street | Lihue | HI | 96766 | COSTCO WHOLESALE | 999 LAKE DRIVE | Lihue | HI | 96766 | 2 | 2006-09-01 | Currently In Use |  | 30000 | Gasoline
9-703796 | Costco Gasoline 640 | 4300 Nuhou Street | Lihue | HI | 96766 | COSTCO WHOLESALE | 999 LAKE DRIVE | Lihue | HI | 96766 | 1 | 2006-09-01 | Currently In Use |  | 30000 | Gasoline
9-703796 | Costco Gasoline 640 | 4300 Nuhou Street | Lihue | HI | 96766 | COSTCO WHOLESALE | 999 LAKE DRIVE | Lihue | HI | 96766 | 3 | 2006-09-01 | Currently In Use |  | 30000 | Gasoline
9-600592 | PAAUILO CENTRAL OFFICE | 43-1451 Hauola Road (road leading up to Paauilo Elem.) | Paauilo | HI | 96776 | Hawaiian Telcom | P.O. Box 2200 | Paauilo | HI | 96776 | M-2 | 1991-01-31 | Currently in Use |  | 550 | Diesel
9-600592 | PAAUILO CENTRAL OFFICE | 43-1451 Hauola Road (road leading up to Paauilo Elem.) | Paauilo | HI | 96776 | Hawaiian Telcom | P.O. Box 2200 | Paauilo | HI | 96776 | R-001 | 1968-05-07 | Permanently Out of Use | 1991-01-16 | 150 | Gasoline
9-702417 | DON ROSSITER | 4327 AALONA ST | Kilauea | HI | 96754 | DON ROSSITER | 4327 AALONA ST | Kilauea | HI | 96754 | R-1 |  | Permanently Out of Use |  | 12000 | Diesel
9-703038 | BEATRICE PACE | 4338 LELE RD | Hanapepe | HI | 96716 | ENOKI PARTNERSHIP | 4338 LELE ROAD | Hanapepe | HI | 96716 | R-1 | 1950-01-01 | Permanently Out of Use | 1995-12-15 | 500 | Gasoline
9-101199 | AIM KAHALA | 4339 WAIALAE AVE | Honolulu | HI | 96817 | ALOHA PETROLEUM, LTD. | 1132 BISHOP STREET, SUITE 1700 | Honolulu | HI | 96817 | R-3 | 1970-04-04 | Permanently Out of Use | 1998-11-20 | 8000 | Gasoline
9-101199 | AIM KAHALA | 4339 WAIALAE AVE | Honolulu | HI | 96817 | ALOHA PETROLEUM, LTD. | 1132 BISHOP STREET, SUITE 1700 | Honolulu | HI | 96817 | R-5 | 1970-04-04 | Permanently Out of Use | 1994-08-11 | 550 | Used Oil
9-101199 | AIM KAHALA | 4339 WAIALAE AVE | Honolulu | HI | 96817 | ALOHA PETROLEUM, LTD. | 1132 BISHOP STREET, SUITE 1700 | Honolulu | HI | 96817 | 87 | 1998-11-01 | Currently In Use |  | 12000 | Gasohol
9-101199 | AIM KAHALA | 4339 WAIALAE AVE | Honolulu | HI | 96817 | ALOHA PETROLEUM, LTD. | 1132 BISHOP STREET, SUITE 1700 | Honolulu | HI | 96817 | R-1 | 1970-04-04 | Permanently Out of Use | 1998-11-20 | 10000 | Gasoline
9-101199 | AIM KAHALA | 4339 WAIALAE AVE | Honolulu | HI | 96817 | ALOHA PETROLEUM, LTD. | 1132 BISHOP STREET, SUITE 1700 | Honolulu | HI | 96817 | 3 | 1998-11-01 | Currently In Use |  | 4000 | Diesel
9-101199 | AIM KAHALA | 4339 WAIALAE AVE | Honolulu | HI | 96817 | ALOHA PETROLEUM, LTD. | 1132 BISHOP STREET, SUITE 1700 | Honolulu | HI | 96817 | r-1 |  | Permanently out of Use | 2011-04-08 | 6000 | Other
9-101199 | AIM KAHALA | 4339 WAIALAE AVE | Honolulu | HI | 96817 | ALOHA PETROLEUM, LTD. | 1132 BISHOP STREET, SUITE 1700 | Honolulu | HI | 96817 | R-4 | 1980-04-04 | Permanently Out of Use | 1998-11-20 | 8000 | Diesel
9-101199 | AIM KAHALA | 4339 WAIALAE AVE | Honolulu | HI | 96817 | ALOHA PETROLEUM, LTD. | 1132 BISHOP STREET, SUITE 1700 | Honolulu | HI | 96817 | R-2 | 1970-04-04 | Permanently Out of Use | 1998-11-20 | 10000 | Gasoline
9-101199 | AIM KAHALA | 4339 WAIALAE AVE | Honolulu | HI | 96817 | ALOHA PETROLEUM, LTD. | 1132 BISHOP STREET, SUITE 1700 | Honolulu | HI | 96817 | r-2 |  | Permanently out of Use | 2011-04-08 | 6000 | Other
9-101199 | AIM KAHALA | 4339 WAIALAE AVE | Honolulu | HI | 96817 | ALOHA PETROLEUM, LTD. | 1132 BISHOP STREET, SUITE 1700 | Honolulu | HI | 96817 | r-3 |  | Permanently out of Use | 2011-04-08 | 6000 | Unknown
9-101199 | AIM KAHALA | 4339 WAIALAE AVE | Honolulu | HI | 96817 | ALOHA PETROLEUM, LTD. | 1132 BISHOP STREET, SUITE 1700 | Honolulu | HI | 96817 | 92 | 1998-11-01 | Currently In Use |  | 8000 | Gasohol
9-101199 | AIM KAHALA | 4339 WAIALAE AVE | Honolulu | HI | 96817 | ALOHA PETROLEUM, LTD. | 1132 BISHOP STREET, SUITE 1700 | Honolulu | HI | 96817 | r-3 |  | Permanently out of Use | 2011-04-08 | 6000 | Unknown
9-101199 | AIM KAHALA | 4339 WAIALAE AVE | Honolulu | HI | 96817 | ALOHA PETROLEUM, LTD. | 1132 BISHOP STREET, SUITE 1700 | Honolulu | HI | 96817 | R-1 | 1970-04-04 | Permanently Out of Use | 1998-11-20 | 10000 | Gasoline
9-101199 | AIM KAHALA | 4339 WAIALAE AVE | Honolulu | HI | 96817 | ALOHA PETROLEUM, LTD. | 1132 BISHOP STREET, SUITE 1700 | Honolulu | HI | 96817 | R-3 | 1970-04-04 | Permanently Out of Use | 1998-11-20 | 8000 | Gasoline
9-101199 | AIM KAHALA | 4339 WAIALAE AVE | Honolulu | HI | 96817 | ALOHA PETROLEUM, LTD. | 1132 BISHOP STREET, SUITE 1700 | Honolulu | HI | 96817 | R-4 | 1980-04-04 | Permanently Out of Use | 1998-11-20 | 8000 | Diesel
9-101199 | AIM KAHALA | 4339 WAIALAE AVE | Honolulu | HI | 96817 | ALOHA PETROLEUM, LTD. | 1132 BISHOP STREET, SUITE 1700 | Honolulu | HI | 96817 | R-2 | 1970-04-04 | Permanently Out of Use | 1998-11-20 | 10000 | Gasoline
9-101199 | AIM KAHALA | 4339 WAIALAE AVE | Honolulu | HI | 96817 | ALOHA PETROLEUM, LTD. | 1132 BISHOP STREET, SUITE 1700 | Honolulu | HI | 96817 | R-5 | 1970-04-04 | Permanently Out of Use | 1994-08-11 | 550 | Used Oil
9-101199 | AIM KAHALA | 4339 WAIALAE AVE | Honolulu | HI | 96817 | ALOHA PETROLEUM, LTD. | 1132 BISHOP STREET, SUITE 1700 | Honolulu | HI | 96817 | 87 | 1998-11-01 | Currently In Use |  | 12000 | Gasohol
9-101199 | AIM KAHALA | 4339 WAIALAE AVE | Honolulu | HI | 96817 | ALOHA PETROLEUM, LTD. | 1132 BISHOP STREET, SUITE 1700 | Honolulu | HI | 96817 | 92 | 1998-11-01 | Currently In Use |  | 8000 | Gasohol
9-101199 | AIM KAHALA | 4339 WAIALAE AVE | Honolulu | HI | 96817 | ALOHA PETROLEUM, LTD. | 1132 BISHOP STREET, SUITE 1700 | Honolulu | HI | 96817 | 3 | 1998-11-01 | Currently In Use |  | 4000 | Diesel
9-101199 | AIM KAHALA | 4339 WAIALAE AVE | Honolulu | HI | 96817 | ALOHA PETROLEUM, LTD. | 1132 BISHOP STREET, SUITE 1700 | Honolulu | HI | 96817 | r-2 |  | Permanently out of Use | 2011-04-08 | 6000 | Other
9-101199 | AIM KAHALA | 4339 WAIALAE AVE | Honolulu | HI | 96817 | ALOHA PETROLEUM, LTD. | 1132 BISHOP STREET, SUITE 1700 | Honolulu | HI | 96817 | r-1 |  | Permanently out of Use | 2011-04-08 | 6000 | Other
9-600702 | TESORO 2GO #61081 | 434 KAMEHAMEHA AVE | Hilo | HI | 96720 | HIE Retail, LLC | 800 Gessner Road, Suite 875 | Hilo | HI | 96720 | R-3 | 1967-05-11 | Permanently Out of Use | 1996-08-21 | 500 | Used Oil
9-600702 | TESORO 2GO #61081 | 434 KAMEHAMEHA AVE | Hilo | HI | 96720 | HIE Retail, LLC | 800 Gessner Road, Suite 875 | Hilo | HI | 96720 | 2 | 1996-12-01 | Currently In Use |  | 12000 | Gasohol
9-600702 | TESORO 2GO #61081 | 434 KAMEHAMEHA AVE | Hilo | HI | 96720 | HIE Retail, LLC | 800 Gessner Road, Suite 875 | Hilo | HI | 96720 | 1 | 1996-12-01 | Currently In Use |  | 10000 | Gasohol
9-600702 | TESORO 2GO #61081 | 434 KAMEHAMEHA AVE | Hilo | HI | 96720 | HIE Retail, LLC | 800 Gessner Road, Suite 875 | Hilo | HI | 96720 | R-2 | 1967-05-11 | Permanently Out of Use | 1996-08-21 | 3000 | Gasoline
9-600702 | TESORO 2GO #61081 | 434 KAMEHAMEHA AVE | Hilo | HI | 96720 | HIE Retail, LLC | 800 Gessner Road, Suite 875 | Hilo | HI | 96720 | R-1 | 1967-05-11 | Permanently Out of Use | 1996-08-21 | 4000 | Gasoline
9-201024 | Kailua Shell | 434 KUULEI RD | Kailua | HI | 96734 | ALOHA PETROLEUM, LTD. | 1132 BISHOP STREET, SUITE 1700 | Kailua | HI | 96734 | R-4 | 1971-04-19 | Permanently Out of Use | 1990-05-16 | 1000 | Used Oil
9-201024 | Kailua Shell | 434 KUULEI RD | Kailua | HI | 96734 | ALOHA PETROLEUM, LTD. | 1132 BISHOP STREET, SUITE 1700 | Kailua | HI | 96734 | R-2 | 1971-04-19 | Permanently Out of Use | 1990-05-16 | 6000 | Gasoline
9-201024 | Kailua Shell | 434 KUULEI RD | Kailua | HI | 96734 | ALOHA PETROLEUM, LTD. | 1132 BISHOP STREET, SUITE 1700 | Kailua | HI | 96734 | R-3 | 1971-04-19 | Permanently Out of Use | 1990-05-16 | 6000 | Gasoline
9-201024 | Kailua Shell | 434 KUULEI RD | Kailua | HI | 96734 | ALOHA PETROLEUM, LTD. | 1132 BISHOP STREET, SUITE 1700 | Kailua | HI | 96734 | R-1 | 1971-04-19 | Permanently Out of Use | 1990-05-16 | 10000 | Gasoline
9-201024 | Kailua Shell | 434 KUULEI RD | Kailua | HI | 96734 | ALOHA PETROLEUM, LTD. | 1132 BISHOP STREET, SUITE 1700 | Kailua | HI | 96734 | 1 | 1990-05-16 | Currently In Use |  | 12000 | Diesel
9-201024 | Kailua Shell | 434 KUULEI RD | Kailua | HI | 96734 | ALOHA PETROLEUM, LTD. | 1132 BISHOP STREET, SUITE 1700 | Kailua | HI | 96734 | 3 | 1990-05-16 | Currently In Use |  | 12000 | Gasohol
9-201024 | Kailua Shell | 434 KUULEI RD | Kailua | HI | 96734 | ALOHA PETROLEUM, LTD. | 1132 BISHOP STREET, SUITE 1700 | Kailua | HI | 96734 | R-4 | 1990-05-16 | Permanently Out of Use | 2001-08-30 | 550 | Used Oil
9-201024 | Kailua Shell | 434 KUULEI RD | Kailua | HI | 96734 | ALOHA PETROLEUM, LTD. | 1132 BISHOP STREET, SUITE 1700 | Kailua | HI | 96734 | 2 | 1990-05-16 | Currently In Use |  | 12000 | Gasohol
9-101212 | KAHALA CHEVRON SERVICE STATION | 4346 WAIALAE AVE | Honolulu | HI | 96816 | CHEVRON PRODUCTS COMPANY | 91-480 MALAKOLE ST. | Honolulu | HI | 96816 | R-89 | 1988-09-01 | Permanently Out of Use | 2004-01-05 | 10000 | Gasoline
9-101212 | KAHALA CHEVRON SERVICE STATION | 4346 WAIALAE AVE | Honolulu | HI | 96816 | CHEVRON PRODUCTS COMPANY | 91-480 MALAKOLE ST. | Honolulu | HI | 96816 | R-92 | 1988-09-01 | Permanently Out of Use | 2004-01-05 | 10000 | Gasoline
9-101212 | KAHALA CHEVRON SERVICE STATION | 4346 WAIALAE AVE | Honolulu | HI | 96816 | CHEVRON PRODUCTS COMPANY | 91-480 MALAKOLE ST. | Honolulu | HI | 96816 | R-4A | 1988-09-01 | Permanently Out of Use | 2004-01-05 | 1000 | Used Oil
9-101212 | KAHALA CHEVRON SERVICE STATION | 4346 WAIALAE AVE | Honolulu | HI | 96816 | CHEVRON PRODUCTS COMPANY | 91-480 MALAKOLE ST. | Honolulu | HI | 96816 | R-004 | 1979-06-30 | Permanently Out of Use | 1988-10-02 | 6000 | Gasoline
9-101212 | KAHALA CHEVRON SERVICE STATION | 4346 WAIALAE AVE | Honolulu | HI | 96816 | CHEVRON PRODUCTS COMPANY | 91-480 MALAKOLE ST. | Honolulu | HI | 96816 | R-003 | 1972-06-30 | Permanently Out of Use | 1988-10-02 | 2000 | Gasoline
9-101212 | KAHALA CHEVRON SERVICE STATION | 4346 WAIALAE AVE | Honolulu | HI | 96816 | CHEVRON PRODUCTS COMPANY | 91-480 MALAKOLE ST. | Honolulu | HI | 96816 | R-005 | 1972-06-30 | Permanently Out of Use | 1988-10-02 | 1000 | Used Oil
9-101212 | KAHALA CHEVRON SERVICE STATION | 4346 WAIALAE AVE | Honolulu | HI | 96816 | CHEVRON PRODUCTS COMPANY | 91-480 MALAKOLE ST. | Honolulu | HI | 96816 | R-002 | 1972-06-30 | Permanently Out of Use | 1988-10-02 | 5000 | Gasoline
9-101212 | KAHALA CHEVRON SERVICE STATION | 4346 WAIALAE AVE | Honolulu | HI | 96816 | CHEVRON PRODUCTS COMPANY | 91-480 MALAKOLE ST. | Honolulu | HI | 96816 | R-001 | 1972-06-30 | Permanently Out of Use | 1988-10-02 | 4000 | Gasoline
9-101212 | KAHALA CHEVRON SERVICE STATION | 4346 WAIALAE AVE | Honolulu | HI | 96816 | CHEVRON PRODUCTS COMPANY | 91-480 MALAKOLE ST. | Honolulu | HI | 96816 | R-87 | 1988-09-01 | Permanently Out of Use | 2004-01-05 | 10000 | Gasoline
9-100228 | GRAY LINE HAWAII, LTD. (PMID 007107B) | 435 KALEWA ST | Honolulu | HI | 96819 | STATE DOT - AIRPORTS DIVISION |  | Honolulu | HI | 96819 | R-1 | 1980-04-15 | Permanently Out of Use | 1997-03-10 | 10000 | Diesel
9-100228 | GRAY LINE HAWAII, LTD. (PMID 007107B) | 435 KALEWA ST | Honolulu | HI | 96819 | STATE DOT - AIRPORTS DIVISION |  | Honolulu | HI | 96819 | R-2 | 1980-04-15 | Permanently Out of Use | 1997-10-22 | 10000 | Diesel
9-100228 | GRAY LINE HAWAII, LTD. (PMID 007107B) | 435 KALEWA ST | Honolulu | HI | 96819 | STATE DOT - AIRPORTS DIVISION |  | Honolulu | HI | 96819 | R-6 | 1979-12-30 | Permanently Out of Use | 1997-03-10 | 1000 | Used Oil
9-100228 | GRAY LINE HAWAII, LTD. (PMID 007107B) | 435 KALEWA ST | Honolulu | HI | 96819 | STATE DOT - AIRPORTS DIVISION |  | Honolulu | HI | 96819 | R-5 | 1979-12-30 | Permanently Out of Use | 1997-03-10 | 1000 | Other
9-100228 | GRAY LINE HAWAII, LTD. (PMID 007107B) | 435 KALEWA ST | Honolulu | HI | 96819 | STATE DOT - AIRPORTS DIVISION |  | Honolulu | HI | 96819 | R-3 | 1980-04-15 | Permanently Out of Use | 1997-03-10 | 10000 | Gasoline
9-100228 | GRAY LINE HAWAII, LTD. (PMID 007107B) | 435 KALEWA ST | Honolulu | HI | 96819 | STATE DOT - AIRPORTS DIVISION |  | Honolulu | HI | 96819 | R-4 | 1979-12-30 | Permanently Out of Use | 1997-03-10 | 1000 | Other
9-700444 | RAINBOW GAS AND MINI MART | 4-350 KUHIO HWY | Kapaa | HI | 96746 | ALOHA PETROLEUM, LTD. | 1132 BISHOP STREET, SUITE 1700 | Kapaa | HI | 96746 | 92 | 1985-04-22 | Currently In Use |  | 8000 | Gasoline
9-700444 | RAINBOW GAS AND MINI MART | 4-350 KUHIO HWY | Kapaa | HI | 96746 | ALOHA PETROLEUM, LTD. | 1132 BISHOP STREET, SUITE 1700 | Kapaa | HI | 96746 | 2 | 1985-04-22 | Currently In Use |  | 8000 | Gasoline
9-700444 | RAINBOW GAS AND MINI MART | 4-350 KUHIO HWY | Kapaa | HI | 96746 | ALOHA PETROLEUM, LTD. | 1132 BISHOP STREET, SUITE 1700 | Kapaa | HI | 96746 | 3 | 1985-04-22 | Currently In Use |  | 8000 | Gasoline
9-101772 | U.S. POSTAL SERVICE - WAIALAE KAHALA | 4354 PAHOA AVE. | Honolulu | HI | 96816 | U.S. POSTAL SERVICE | 850 CHERRY AVENUE | Honolulu | HI | 96816 | R-87 | 1990-08-30 | Permanently Out of Use | 2004-09-19 | 6000 | Gasoline
9-101772 | U.S. POSTAL SERVICE - WAIALAE KAHALA | 4354 PAHOA AVE. | Honolulu | HI | 96816 | U.S. POSTAL SERVICE | 850 CHERRY AVENUE | Honolulu | HI | 96816 | R-1 | 1967-04-07 | Permanently Out of Use | 1991-06-10 | 6000 | Gasoline
9-700618 | KUKUI GROVE SELF SERVE | 4360 KUKUI GROVE ST | Lihue | HI | 96766 | Mid Pac Petroleum LLC | 1100 Alakea Street, 8th FL | Lihue | HI | 96766 | 92 | 1984-05-06 | Currently in Use |  | 10000 | Gasoline
9-700618 | KUKUI GROVE SELF SERVE | 4360 KUKUI GROVE ST | Lihue | HI | 96766 | Mid Pac Petroleum LLC | 1100 Alakea Street, 8th FL | Lihue | HI | 96766 | 87 | 1984-05-06 | Currently in Use |  | 10000 | Gasoline
9-700618 | KUKUI GROVE SELF SERVE | 4360 KUKUI GROVE ST | Lihue | HI | 96766 | Mid Pac Petroleum LLC | 1100 Alakea Street, 8th FL | Lihue | HI | 96766 | d#2 | 1984-05-06 | Currently in Use |  | 5000 | Diesel
9-102607 | BOUGAINVILLE INDUSTRIAL PARK | 4369 LAWEHANA ST | Honolulu | HI | 96818 | Electrician's Inc. | 2875 Paa St | Honolulu | HI | 96818 | r-I-1 | 1988-06-30 | Permanently out of Use | 2010-12-04 | 1000 | Gasoline
9-100786 | HONOLULU LAUNDRY CO., LTD. | 438 KAMAKEE ST | Honolulu | HI | 96814 | HONOLULU LAUNDRY CO., LTD. | 438 KAMAKEE ST | Honolulu | HI | 96814 | R-3 | 1960-08-09 | Permanently Out of Use | 1990-09-30 | 3000 | Diesel
9-100786 | HONOLULU LAUNDRY CO., LTD. | 438 KAMAKEE ST | Honolulu | HI | 96814 | HONOLULU LAUNDRY CO., LTD. | 438 KAMAKEE ST | Honolulu | HI | 96814 | R-2 | 1960-08-09 | Permanently Out of Use | 1990-09-30 | 3000 | Diesel
9-100786 | HONOLULU LAUNDRY CO., LTD. | 438 KAMAKEE ST | Honolulu | HI | 96814 | HONOLULU LAUNDRY CO., LTD. | 438 KAMAKEE ST | Honolulu | HI | 96814 | R-4 | 1960-08-09 | Permanently Out of Use | 1990-09-30 | 550 | Other
9-100786 | HONOLULU LAUNDRY CO., LTD. | 438 KAMAKEE ST | Honolulu | HI | 96814 | HONOLULU LAUNDRY CO., LTD. | 438 KAMAKEE ST | Honolulu | HI | 96814 | R-5 | 1960-08-09 | Permanently Out of Use | 1990-09-30 | 550 | Kerosene
9-100786 | HONOLULU LAUNDRY CO., LTD. | 438 KAMAKEE ST | Honolulu | HI | 96814 | HONOLULU LAUNDRY CO., LTD. | 438 KAMAKEE ST | Honolulu | HI | 96814 | R-1 | 1960-08-09 | Permanently Out of Use | 1990-09-30 | 550 | Gasoline
9-701071 | HANAPEPE BASE YARD | 4380 LELE RD | Hanapepe | HI | 96716 | KAUAI COUNTY - DEPT OF PUBLIC WORKS | 444 RICE ST. , STE 275 MAIKEHA BLDG | Hanapepe | HI | 96716 | R-G48119 | 1976-06-05 | Permanently Out of Use | 1998-10-07 | 2500 | Gasoline
9-701071 | HANAPEPE BASE YARD | 4380 LELE RD | Hanapepe | HI | 96716 | KAUAI COUNTY - DEPT OF PUBLIC WORKS | 444 RICE ST. , STE 275 MAIKEHA BLDG | Hanapepe | HI | 96716 | r-G48120 | 1976-06-05 | Permanently Out of Use | 1998-10-07 | 1500 | Diesel
9-101153 | SIDA OF HAWAII (PMID 007108) | 439 KALEWA ST | Honolulu | HI | 96819 | STATE DOT - AIRPORTS DIVISION |  | Honolulu | HI | 96819 | R-A-2-2 | 1978-05-05 | Permanently Out of Use | 1999-01-07 | 10000 | Gasoline
9-101153 | SIDA OF HAWAII (PMID 007108) | 439 KALEWA ST | Honolulu | HI | 96819 | STATE DOT - AIRPORTS DIVISION |  | Honolulu | HI | 96819 | R-A-1-1 | 1978-05-05 | Permanently Out of Use | 1999-01-07 | 10000 | Gasoline
9-700628 | CITIZENS UTILITIES COMPANY | 4392 WAIALOA RD | Eleele | HI | 96705 | CITIZENS UTILITIES COMPANY | 4392 WAIALO RD / P.O. BOX 278 | Eleele | HI | 96705 | R-1 | 1970-05-02 | Permanently Out of Use | 1991-01-23 | 8000 | Gasoline
9-703308 | KAUAI CIVIL DEFENSE | 4396 RICE ST | Lihue | HI | 96766 | KAUAI COUNTY - DEPT OF PUBLIC WORKS | 444 RICE ST. , STE 275 MAIKEHA BLDG | Lihue | HI | 96766 | R-G-081169 | 1974-06-05 | Permanently Out of Use | 1998-10-22 | 3000 | Diesel
9-701077 | County of Kauai Lihue Treatment Plant | 4396 RICE ST | Lihue | HI | 96766 | KAUAI COUNTY - DEPT OF PUBLIC WORKS | 444 RICE ST. , STE 275 MAIKEHA BLDG | Lihue | HI | 96766 | R-138028 | 1984-06-06 | Permanently Out of Use | 1995-05-09 | 550 | Diesel
9-701077 | County of Kauai Lihue Treatment Plant | 4396 RICE ST | Lihue | HI | 96766 | KAUAI COUNTY - DEPT OF PUBLIC WORKS | 444 RICE ST. , STE 275 MAIKEHA BLDG | Lihue | HI | 96766 | R-56200 | 1980-06-06 | Permanently Out of Use | 1995-05-09 | 2000 | Diesel
9-700446 | WATER DEPT BASE YARD | 4398 PUA LOKE ST | Lihue | HI | 96766 | KAUAI COUNTY WATER DEPT | 4398 PUA LOKE ST / P.O. BOX 1706 | Lihue | HI | 96766 | R-1 | 1971-06-03 | Permanently Out of Use | 1994-02-11 | 2000 | Gasoline
9-700446 | WATER DEPT BASE YARD | 4398 PUA LOKE ST | Lihue | HI | 96766 | KAUAI COUNTY WATER DEPT | 4398 PUA LOKE ST / P.O. BOX 1706 | Lihue | HI | 96766 | R-2 | 1971-06-03 | Permanently Out of Use | 1994-02-11 | 1000 | Diesel
9-702543 | DLNR - FIELD OPERATIONS CENTER | 4398D PUA LOKE | Lihue | HI | 96766 | STATE DLNR - DIVISION OF FORESTRY & WILDLIFE | 3060 EIWA ST, ROOM 306 | Lihue | HI | 96766 | 2 | 1978-10-30 | Permanently Out of Use | 1995-06-28 | 1500 | Diesel
9-702543 | DLNR - FIELD OPERATIONS CENTER | 4398D PUA LOKE | Lihue | HI | 96766 | STATE DLNR - DIVISION OF FORESTRY & WILDLIFE | 3060 EIWA ST, ROOM 306 | Lihue | HI | 96766 | 3 | 1978-10-30 | Permanently Out of Use | 1995-06-28 | 500 | Diesel
9-702543 | DLNR - FIELD OPERATIONS CENTER | 4398D PUA LOKE | Lihue | HI | 96766 | STATE DLNR - DIVISION OF FORESTRY & WILDLIFE | 3060 EIWA ST, ROOM 306 | Lihue | HI | 96766 | 1 | 1978-10-30 | Permanently Out of Use | 1995-06-28 | 1500 | Gasoline
9-600574 | KAWAILANI CENTRAL OFFICE | 440 W KAWAILANI ST | Hilo | HI | 96720 | Hawaiian Telcom | P.O. Box 2200 | Hilo | HI | 96720 | M-3 | 1997-12-01 | Currently In Use |  | 600 | Diesel
9-600574 | KAWAILANI CENTRAL OFFICE | 440 W KAWAILANI ST | Hilo | HI | 96720 | Hawaiian Telcom | P.O. Box 2200 | Hilo | HI | 96720 | R-1 | 1984-06-01 | Permanently Out of Use | 1997-12-27 | 550 | Diesel
9-600574 | KAWAILANI CENTRAL OFFICE | 440 W KAWAILANI ST | Hilo | HI | 96720 | Hawaiian Telcom | P.O. Box 2200 | Hilo | HI | 96720 | R-2 | 1973-04-01 | Permanently Out of Use | 1997-12-27 | 285 | Diesel
9-101994 | KANEOHE BAY NO 3 WASTEWATER PUMP STATION | 44-003 NOHOKAI PLACE | Kaneohe | HI | 96744 | C&C HNL - DEPT OF ENVIRONMENTAL SERVICES | 1000 ULU'OHIA STREET, SUITE 308 | Kaneohe | HI | 96744 | M-1 | 1989-01-01 | Currently in Use |  | 1000 | Diesel
9-201940 | KANEOHE WASTEWATER STATION NO. 2 | 44-029 KAIMALU PL | Kaneohe | HI | 96744 | C&C HNL - DEPT OF ENVIRONMENTAL SERVICES | 1000 ULU'OHIA STREET, SUITE 308 | Kaneohe | HI | 96744 | M-1 | 1990-03-06 | Currently in Use |  | 550 | Diesel
9-502426 | WHALER'S GENERAL STORE - KAHANA | 4405 HONOAPIILANI HWY | Lahaina | HI | 96761 | FOOD PANTRY, LTD. | 3536 HARDING AVE. SUITE 501 | Lahaina | HI | 96761 | 92 | 1991-05-01 | Currently In Use |  | 12000 | Gasoline
9-502426 | WHALER'S GENERAL STORE - KAHANA | 4405 HONOAPIILANI HWY | Lahaina | HI | 96761 | FOOD PANTRY, LTD. | 3536 HARDING AVE. SUITE 501 | Lahaina | HI | 96761 | 87 | 1991-05-01 | Currently in Use |  | 12000 | Gasoline
9-703208 | DEPT OF HAWAIIAN HOME LANDS | 4409 KUHIO HWY | Anahola | HI | 96703 | Environmental Science International, Inc. | 354 Uluniu St, suite 304 | Anahola | HI | 96703 | R-2 | 1940-12-01 | Permanently Out of Use | 1996-07-22 | 550 | Gasoline
9-703208 | DEPT OF HAWAIIAN HOME LANDS | 4409 KUHIO HWY | Anahola | HI | 96703 | Environmental Science International, Inc. | 354 Uluniu St, suite 304 | Anahola | HI | 96703 | R-1 | 1940-12-01 | Permanently Out of Use | 1996-07-22 | 550 | Gasoline
9-701132 | RICE STREET CHEVRON | 4411 RICE ST | Lihue | HI | 96766 | Lahiana Petroleum, LLC | P.O. Box 1096 | Lihue | HI | 96766 | 1 | 1985-04-28 | Currently In Use |  | 10000 | Gasohol
9-701132 | RICE STREET CHEVRON | 4411 RICE ST | Lihue | HI | 96766 | Lahiana Petroleum, LLC | P.O. Box 1096 | Lihue | HI | 96766 | 2 | 1985-04-28 | Temporarily out of Use |  | 10000 | Gasohol
9-701132 | RICE STREET CHEVRON | 4411 RICE ST | Lihue | HI | 96766 | Lahiana Petroleum, LLC | P.O. Box 1096 | Lihue | HI | 96766 | 3 | 1985-04-28 | Currently In Use |  | 10000 | Gasohol
9-101439 | TERMINAL TRANSPORTATION, INC. (PMID 007110) | 443 KALEWA ST | Honolulu | HI | 96819 | STATE DOT - AIRPORTS DIVISION |  | Honolulu | HI | 96819 | R-2 | 1979-03-25 | Permanently Out of Use | 1999-12-22 | 5000 | Gasoline
9-101439 | TERMINAL TRANSPORTATION, INC. (PMID 007110) | 443 KALEWA ST | Honolulu | HI | 96819 | STATE DOT - AIRPORTS DIVISION |  | Honolulu | HI | 96819 | R-1 | 1979-03-25 | Permanently Out of Use | 1999-12-22 | 5000 | Diesel
9-101439 | TERMINAL TRANSPORTATION, INC. (PMID 007110) | 443 KALEWA ST | Honolulu | HI | 96819 | STATE DOT - AIRPORTS DIVISION |  | Honolulu | HI | 96819 | R-3 | 1979-01-01 | Permanently Out of Use | 1995-03-03 | 420 | Used Oil
9-203768 | Kaneohe Bay South Wastewater Pump Station 5 | 44-329A Kaneohe Bay Drive | Kaneohe | HI | 96744 | C&C of Honolulu Dept of Environmental Services | 1000 Uluohia Street, Suite 308 | Kaneohe | HI | 96744 | M1 | 1998-06-01 | Currently In Use |  | 1000 | Diesel
9-200528 | PUU PAPAA RADIO STATION | 44-354 KANEOHE BAY DR | Kaneohe | HI | 96744 | Insite Wireless Group | 1199 North Fiairfax St., #700 | Kaneohe | HI | 96744 | M-2 | 1992-03-01 | Currently In Use |  | 550 | Diesel
9-200528 | PUU PAPAA RADIO STATION | 44-354 KANEOHE BAY DR | Kaneohe | HI | 96744 | Insite Wireless Group | 1199 North Fiairfax St., #700 | Kaneohe | HI | 96744 | R-M-1 | 1968-01-07 | Permanently Out of Use | 1992-02-20 | 200 | Diesel
9-501907 | MAUI VENTURE CAPITAL CO.,INC | 444 HANA HWY | Kahului | HI | 96732 | MAUI VENTURE CAPITAL CO.,INC | 107 KAAHUMANU AVE | Kahului | HI | 96732 | R-1 | 1979-12-20 | Permanently Out of Use | 1989-12-19 | 500 | Used Oil
9-503046 | TESORO 2GO #61075 | 444 KELE ST | Kahului | HI | 96732 | HIE Retail, LLC | 91-325 Komohana Street | Kahului | HI | 96732 | 1 | 1994-11-01 | Currently In Use |  | 12000 | Gasohol
9-503046 | TESORO 2GO #61075 | 444 KELE ST | Kahului | HI | 96732 | HIE Retail, LLC | 91-325 Komohana Street | Kahului | HI | 96732 | 3 | 1994-11-01 | Currently In Use |  | 12000 | Gasohol
9-503046 | TESORO 2GO #61075 | 444 KELE ST | Kahului | HI | 96732 | HIE Retail, LLC | 800 Gessner Road, Suite 875 | Kahului | HI | 96732 | 2 | 1994-11-01 | Temporarily out of Use |  | 12000 | Gasoline
9-503046 | TESORO 2GO #61075 | 444 KELE ST | Kahului | HI | 96732 | HIE Retail, LLC | 800 Gessner Road, Suite 875 | Kahului | HI | 96732 | 1 | 1994-11-01 | Currently In Use |  | 12000 | Gasohol
9-503046 | TESORO 2GO #61075 | 444 KELE ST | Kahului | HI | 96732 | HIE Retail, LLC | 800 Gessner Road, Suite 875 | Kahului | HI | 96732 | 3 | 1994-11-01 | Currently In Use |  | 12000 | Gasohol
9-503046 | TESORO 2GO #61075 | 444 KELE ST | Kahului | HI | 96732 | HIE Retail, LLC | 91-325 Komohana Street | Kahului | HI | 96732 | 2 | 1994-11-01 | Temporarily out of Use |  | 12000 | Gasoline
9-101244 | LEROY'S CHEVRON | 444 WAIAKAMILO RD | Honolulu | HI | 96817 | CHEVRON PRODUCTS COMPANY | 91-480 MALAKOLE ST. | Honolulu | HI | 96817 | R-2 | 1962-07-18 | Permanently Out of Use |  | 6000 | Gasoline
9-101244 | LEROY'S CHEVRON | 444 WAIAKAMILO RD | Honolulu | HI | 96817 | CHEVRON PRODUCTS COMPANY | 91-480 MALAKOLE ST. | Honolulu | HI | 96817 | R-4 | 1978-07-18 | Permanently Out of Use | 1989-01-15 | 8000 | Gasoline
9-101244 | LEROY'S CHEVRON | 444 WAIAKAMILO RD | Honolulu | HI | 96817 | CHEVRON PRODUCTS COMPANY | 91-480 MALAKOLE ST. | Honolulu | HI | 96817 | R-3 | 1962-07-18 | Permanently Out of Use |  | 2000 | Diesel
9-101244 | LEROY'S CHEVRON | 444 WAIAKAMILO RD | Honolulu | HI | 96817 | CHEVRON PRODUCTS COMPANY | 91-480 MALAKOLE ST. | Honolulu | HI | 96817 | R-1 | 1962-07-18 | Permanently Out of Use |  | 6000 | Gasoline
9-101244 | LEROY'S CHEVRON | 444 WAIAKAMILO RD | Honolulu | HI | 96817 | CHEVRON PRODUCTS COMPANY | 91-480 MALAKOLE ST. | Honolulu | HI | 96817 | R-5 | 1962-07-18 | Permanently Out of Use |  | 550 | Used Oil
9-701068 | ELEELE TREATMENT PLANT | 4440 WAIALO RD | Eleele | HI | 96705 | KAUAI COUNTY - DEPT OF PUBLIC WORKS | 444 RICE ST. , STE 275 MAIKEHA BLDG | Eleele | HI | 96705 | R-1 | 1978-06-05 | Permanently Out of Use | 1995-05-13 | 2000 | Diesel
9-101995 | KANEOHE BAY NO 4 WASTEWATER PUMP STATION | 44-417 KANEOHE BAY DR. | Kaneohe | HI | 96744 | C&C HNL - DEPT OF ENVIRONMENTAL SERVICES | 1000 ULU'OHIA STREET, SUITE 308 | Kaneohe | HI | 96744 | M-1 | 1988-10-01 | Currently in Use |  | 550 | Diesel
9-700610 | LIHUE CENTRAL OFFICE | 4444 RICE ST | Lihue | HI | 96766 | Hawaiian Telcom | P.O. Box 2200 | Lihue | HI | 96766 | R-M-1 | 1970-05-07 | Permanently Out of Use | 1993-09-16 | 550 | Diesel
9-703437 | LIHUE CIVIC CENTER | 4444 RICE ST | Lihue | HI | 96766 | KAUAI COUNTY - DEPT OF PUBLIC WORKS | 444 RICE ST. , STE 275 MAIKEHA BLDG | Lihue | HI | 96766 | R-1 | 1974-06-01 | Permanently Out of Use | 1998-10-27 | 1000 | Diesel
9-703437 | LIHUE CIVIC CENTER | 4444 RICE ST | Lihue | HI | 96766 | KAUAI COUNTY - DEPT OF PUBLIC WORKS | 444 RICE ST. , STE 275 MAIKEHA BLDG | Lihue | HI | 96766 | R-2 | 1974-06-01 | Permanently Out of Use | 1998-10-29 | 1000 | Diesel
9-700610 | LIHUE CENTRAL OFFICE | 4444 RICE ST | Lihue | HI | 96766 | Hawaiian Telcom | P.O. Box 2200 | Lihue | HI | 96766 | M-2 | 1993-10-01 | Currently In Use |  | 600 | Diesel
9-703951 | Hokulei Village Chevron | 4454 Nuhou St, Ste 707 | Lihue | HI | 96766 | Lahaina Petroleum | 5805 Wind Mill Way | Lihue | HI | 96766 | 2 |  | To be installed |  | 15000 | Gasoline
9-703951 | Hokulei Village Chevron | 4454 Nuhou St, Ste 707 | Lihue | HI | 96766 | Lahaina Petroleum | 5805 Wind Mill Way | Lihue | HI | 96766 | 3 |  | To be installed |  | 8000 | Diesel
9-703951 | Hokulei Village Chevron | 4454 Nuhou St, Ste 707 | Lihue | HI | 96766 | Lahaina Petroleum | 5805 Wind Mill Way | Lihue | HI | 96766 | 1 |  | To be installed |  | 20000 | Gasoline
9-701078 | WAILUA TREATMENT PLANT | 4460 NALU RD | Wailua | HI | 96746 | KAUAI COUNTY - DEPT OF PUBLIC WORKS | 444 RICE ST. , STE 275 MAIKEHA BLDG | Wailua | HI | 96746 | R-G-648160 | 1978-06-05 | Permanently Out of Use | 1998-10-13 | 1000 | Diesel
9-201696 | 7-11 STORE 2161-26613 | 44-740 KANEOHE BAY DR | Kaneohe | HI | 96744 | THE SOUTHLAND CORPORATION | 1240 S STATE COLLEGE BLVD STE100 | Kaneohe | HI | 96744 | R-2 | 1984-04-21 | Permanently Out of Use | 1986-04-01 | 10000 | Gasoline
9-201696 | 7-11 STORE 2161-26613 | 44-740 KANEOHE BAY DR | Kaneohe | HI | 96744 | THE SOUTHLAND CORPORATION | 1240 S STATE COLLEGE BLVD STE100 | Kaneohe | HI | 96744 | R-1 | 1984-04-21 | Permanently Out of Use | 1986-04-01 | 10000 | Gasoline
9-101525 | BUDGET MAINTENANCE YARD (PMID 007130) | 448 KALEWA ST | Honolulu | HI | 96819 | BUDGET RENT-A-CAR SYSTEMS, INC. | 4225 NAPERVILLE RD | Honolulu | HI | 96819 | R-1 | 1978-01-01 | Permanently Out of Use | 1999-03-01 | 10000 | Gasoline
9-101525 | BUDGET MAINTENANCE YARD (PMID 007130) | 448 KALEWA ST | Honolulu | HI | 96819 | BUDGET RENT-A-CAR SYSTEMS, INC. | 4225 NAPERVILLE RD | Honolulu | HI | 96819 | R-2 | 1978-01-01 | Permanently Out of Use | 1999-03-01 | 10000 | Gasoline
9-101525 | BUDGET MAINTENANCE YARD (PMID 007130) | 448 KALEWA ST | Honolulu | HI | 96819 | BUDGET RENT-A-CAR SYSTEMS, INC. | 4225 NAPERVILLE RD | Honolulu | HI | 96819 | R-3 | 1978-01-01 | Permanently Out of Use | 1999-03-01 | 6000 | Gasoline
9-101525 | BUDGET MAINTENANCE YARD (PMID 007130) | 448 KALEWA ST | Honolulu | HI | 96819 | BUDGET RENT-A-CAR SYSTEMS, INC. | 4225 NAPERVILLE RD | Honolulu | HI | 96819 | R-4 | 1978-01-01 | Permanently Out of Use | 1999-03-01 | 550 | Used Oil
9-101525 | BUDGET MAINTENANCE YARD (PMID 007130) | 448 KALEWA ST | Honolulu | HI | 96819 | BUDGET RENT-A-CAR SYSTEMS, INC. | 4225 NAPERVILLE RD | Honolulu | HI | 96819 | R-5 | 1978-01-01 | Permanently Out of Use | 1999-03-01 | 550 | Other
9-703281 | KAUAI COCONUT BEACH RESORT | 4-484 KUHIO HWY | Kapaa | HI | 96746 | PLEASANT HAWAIIAN HOLIDAYS |  | Kapaa | HI | 96746 | R-M-2 |  | Permanently Out of Use | 1997-03-25 | 2500 | Diesel
9-703281 | KAUAI COCONUT BEACH RESORT | 4-484 KUHIO HWY | Kapaa | HI | 96746 | PLEASANT HAWAIIAN HOLIDAYS |  | Kapaa | HI | 96746 | R-M-4 |  | Permanently Out of Use | 1998-03-01 | 2500 | Diesel
9-703281 | KAUAI COCONUT BEACH RESORT | 4-484 KUHIO HWY | Kapaa | HI | 96746 | PLEASANT HAWAIIAN HOLIDAYS |  | Kapaa | HI | 96746 | R-M-1 |  | Permanently Out of Use | 1997-03-25 | 2500 | Diesel
9-703281 | KAUAI COCONUT BEACH RESORT | 4-484 KUHIO HWY | Kapaa | HI | 96746 | PLEASANT HAWAIIAN HOLIDAYS |  | Kapaa | HI | 96746 | R-M-3 |  | Permanently Out of Use | 1998-03-01 | 2500 | Diesel
9-701680 | KEONE'S WEST | 4492 MOANA RD | Waimea | HI | 96796 | SUNAO MASUDA | P.O. BOX 107 / 9815 LA'AU RD | Waimea | HI | 96796 | R-2 | 1956-05-05 | Permanently Out of Use | 1992-01-30 | 1000 | Gasoline
9-701680 | KEONE'S WEST | 4492 MOANA RD | Waimea | HI | 96796 | SUNAO MASUDA | P.O. BOX 107 / 9815 LA'AU RD | Waimea | HI | 96796 | R-1 | 1956-05-05 | Permanently Out of Use | 1992-01-30 | 1000 | Gasoline
9-600696 | COCA-COLA BOTTLING CO HILO | 45 HOLOMUA ST | Hilo | HI | 96720 | BLANCO INVESTMENTS | WILLIAM T. WHITE III / P.O. BOX 1 | Hilo | HI | 96720 | R-2 | 1961-04-28 | Permanently Out of Use | 1991-02-01 | 560 | Diesel
9-600696 | COCA-COLA BOTTLING CO HILO | 45 HOLOMUA ST | Hilo | HI | 96720 | BLANCO INVESTMENTS | WILLIAM T. WHITE III / P.O. BOX 1 | Hilo | HI | 96720 | R-1 | 1961-04-28 | Permanently Out of Use | 1991-02-01 | 560 | Gasoline
9-200072 | C&CH AIKAHI FIRE STATION | 45 KANEOHE BAY DR | Kailua | HI | 96734 | C&C HNL Fire Dept | 636 South Street | Kailua | HI | 96734 | R-1 | 1961-06-30 | Permanently Out of Use | 1995-01-10 | 550 | Diesel
9-200072 | C&CH AIKAHI FIRE STATION | 45 KANEOHE BAY DR | Kailua | HI | 96734 | C&C HNL Fire Dept | 636 South Street | Kailua | HI | 96734 | R-2 | 1976-07-30 | Permanently Out of Use | 1995-01-10 | 1000 | Gasoline
9-601853 | FORMERLY MITCHELL LAUNDRY | 45 SHIPMAN ST | Hilo | HI | 96720 | MITCHELL LAUNDRY (FORMERLY) | 45 SHIPMAN St | Hilo | HI | 96720 | 001 | 1961-05-05 | Permanently Out of Use | 1987-08-01 | 1000 | Other
9-500542 | HANA RADIO STATION | 450 HAMOA RD | Hana | HI | 96713 | Insite Wireless Group | 1199 North Fairfax St., #700 | Hana | HI | 96713 | M-2 | 1997-12-01 | Currently in Use |  | 600 | Gasoline
9-500542 | HANA RADIO STATION | 450 HAMOA RD | Hana | HI | 96713 | Insite Wireless Group | 1199 North Fiairfax St., #700 | Hana | HI | 96713 | M-2 | 1997-12-01 | Currently in Use |  | 600 | Gasoline
9-500542 | HANA RADIO STATION | 450 HAMOA RD | Hana | HI | 96713 | Insite Wireless Group | 1199 North Fiairfax St., #700 | Hana | HI | 96713 | R-1 | 1982-05-07 | Permanently Out of Use | 1997-12-03 | 285 | Gasoline
9-500542 | HANA RADIO STATION | 450 HAMOA RD | Hana | HI | 96713 | Insite Wireless Group | 1199 North Fairfax St., #700 | Hana | HI | 96713 | R-1 | 1982-05-07 | Permanently Out of Use | 1997-12-03 | 285 | Gasoline
9-500542 | HANA RADIO STATION | 450 HAMOA RD | Hana | HI | 96713 | Insite Wireless Group | 1199 North Fairfax St., #700 | Hana | HI | 96713 | M-2 | 1997-12-01 | Currently in Use |  | 600 | Gasoline
9-500542 | HANA RADIO STATION | 450 HAMOA RD | Hana | HI | 96713 | Insite Wireless Group | 1199 North Fairfax St., #700 | Hana | HI | 96713 | R-1 | 1982-05-07 | Permanently Out of Use | 1997-12-03 | 285 | Gasoline
9-102184 | DURANT REALTY CORP | 450 PIIKOI ST | Honolulu | HI | 96814 | DURANT REALTY CORP | 2311 FERDINAND AVE | Honolulu | HI | 96814 | R-01 | 1950-01-01 | Permanently Out of Use | 1985-12-31 | 1000 | Gasoline
9-102184 | DURANT REALTY CORP | 450 PIIKOI ST | Honolulu | HI | 96814 | DURANT REALTY CORP | 2311 FERDINAND AVE | Honolulu | HI | 96814 | R-02 | 1950-01-01 | Permanently Out of Use | 1985-12-31 | 1000 | Gasoline
9-201939 | WAIKALUA WASTEWATER PUMP STATION | 45-044 HOLOWAI PL | Kaneohe | HI | 96744 | C&C of Honolulu Dept of Environmental Services | 1000 Uluohia Street, Suite 308 | Kaneohe | HI | 96744 | M-1 | 1990-03-06 | Currently in Use |  | 550 | Diesel
9-201377 | PALI GOLF COURSE | 45-050 KAMEHAMEHA HWY | Kaneohe | HI | 96744 | C&C OF HNL - DEPT OF PARKS AND RECREATION | 605 S KING ST | Kaneohe | HI | 96744 | R-1 | 1974-06-01 | Permanently Out of Use | 1994-02-20 | 550 | Gasoline
9-201377 | PALI GOLF COURSE | 45-050 KAMEHAMEHA HWY | Kaneohe | HI | 96744 | C&C OF HNL - DEPT OF PARKS AND RECREATION | 605 S KING ST | Kaneohe | HI | 96744 | R-2 | 1974-06-01 | Permanently Out of Use | 1994-02-20 | 550 | Diesel
9-201835 | SEARS ROEBUCK & COMPANY | 45-056 KAMEHAMEHA HWY | Kaneohe | HI | 96744 | SEARS ROEBUCK & COMPANY | 45-056 KAMEHAMEHA HWY | Kaneohe | HI | 96744 | R-1 | 1982-04-30 | Permanently Out of Use | 1993-12-10 | 550 | Used Oil
9-202196 | POHAI NANI CARE CENTER | 45-090 NAMOKU ST | Kaneohe | HI | 96744 | POHAI NANI GOOD SAMARITAN KAUHALE | 45-090 NAMOKU ST | Kaneohe | HI | 96744 | R-1 | 1967-12-30 | Permanently Out of Use | 1991-12-06 | 2000 | Diesel
9-202196 | POHAI NANI CARE CENTER | 45-090 NAMOKU ST | Kaneohe | HI | 96744 | POHAI NANI GOOD SAMARITAN KAUHALE | 45-090 NAMOKU ST | Kaneohe | HI | 96744 | R-M-3 | 1967-12-30 | Permanently Out of Use | 1990-08-17 | 1000 | Diesel
9-202196 | POHAI NANI CARE CENTER | 45-090 NAMOKU ST | Kaneohe | HI | 96744 | POHAI NANI GOOD SAMARITAN KAUHALE | 45-090 NAMOKU ST | Kaneohe | HI | 96744 | R-2 | 1967-12-30 | Permanently Out of Use | 1991-12-16 | 2000 | Gasoline
9-101180 | ALOHA ALA MOANA | 451 PIIKOI ST | Honolulu | HI | 96814 | ALOHA PETROLEUM, LTD. | 1132 BISHOP STREET, SUITE 1700 | Honolulu | HI | 96814 | R-01 | 1968-04-04 | Permanently Out of Use |  | 3000 | Gasoline
9-101180 | ALOHA ALA MOANA | 451 PIIKOI ST | Honolulu | HI | 96814 | ALOHA PETROLEUM, LTD. | 1132 BISHOP STREET, SUITE 1700 | Honolulu | HI | 96814 | R-04 | 1968-04-04 | Permanently Out of Use | 1988-08-30 | 550 | Used Oil
9-101180 | ALOHA ALA MOANA | 451 PIIKOI ST | Honolulu | HI | 96814 | ALOHA PETROLEUM, LTD. | 1132 BISHOP STREET, SUITE 1700 | Honolulu | HI | 96814 | R-03 | 1968-04-04 | Permanently Out of Use |  | 4000 | Gasoline
9-101180 | ALOHA ALA MOANA | 451 PIIKOI ST | Honolulu | HI | 96814 | ALOHA PETROLEUM, LTD. | 1132 BISHOP STREET, SUITE 1700 | Honolulu | HI | 96814 | R-02 | 1968-04-04 | Permanently Out of Use |  | 5000 | Gasoline
9-101180 | ALOHA ALA MOANA | 451 PIIKOI ST | Honolulu | HI | 96814 | ALOHA PETROLEUM, LTD. | 1132 BISHOP STREET, SUITE 1700 | Honolulu | HI | 96814 | R-05 | 1968-04-04 | Permanently Out of Use | 1988-08-30 | 285 | Diesel
9-101200 | FASTOP STADIUM MALL | 4510 SALT LAKE BLVD | Honolulu | HI | 96819 | ALOHA PETROLEUM, LTD. | 1132 BISHOP STREET, SUITE 1700 | Honolulu | HI | 96819 | R-2 | 1982-04-04 | Permanently Out of Use | 1997-07-22 | 10000 | Gasoline
9-100226 | GOODYEAR AUTO SERVICE CENTER 8025 | 4510 SALT LAKE BLVD | Honolulu | HI | 96818 | STADIUM MALL PARTNERSHIPS | 4510 SALT LAKE BLVD | Honolulu | HI | 96818 | R-1 | 1985-04-15 | Permanently Out of Use | 1993-09-28 | 650 | Used Oil
9-101200 | FASTOP STADIUM MALL | 4510 SALT LAKE BLVD | Honolulu | HI | 96819 | ALOHA PETROLEUM, LTD. | 1132 BISHOP STREET, SUITE 1700 | Honolulu | HI | 96819 | r-87 | 1997-07-01 | Permanently out of Use | 2010-06-01 | 10000 | Gasoline
9-101200 | FASTOP STADIUM MALL | 4510 SALT LAKE BLVD | Honolulu | HI | 96819 | ALOHA PETROLEUM, LTD. | 1132 BISHOP STREET, SUITE 1700 | Honolulu | HI | 96819 | r-92 | 1997-07-01 | Permanently out of Use | 2010-06-01 | 10000 | Gasoline
9-101200 | FASTOP STADIUM MALL | 4510 SALT LAKE BLVD | Honolulu | HI | 96819 | ALOHA PETROLEUM, LTD. | 1132 BISHOP STREET, SUITE 1700 | Honolulu | HI | 96819 | R-1 | 1982-04-04 | Permanently Out of Use | 1997-07-22 | 10000 | Gasoline
9-101200 | FASTOP STADIUM MALL | 4510 SALT LAKE BLVD | Honolulu | HI | 96819 | ALOHA PETROLEUM, LTD. | 1132 BISHOP STREET, SUITE 1700 | Honolulu | HI | 96819 | R-3 | 1982-04-04 | Permanently Out of Use | 1997-07-22 | 10000 | Gasoline
9-201109 | KANEOHE CHEVRON SERVICE | 45-1002 KAMEHAMEHA HWY | Kaneohe | HI | 96744 | CHEVRON PRODUCTS COMPANY | 91-480 MALAKOLE ST. | Kaneohe | HI | 96744 | R-87 | 1982-07-18 | Permanently Out of Use | 2004-01-07 | 10000 | Gasoline
9-201109 | KANEOHE CHEVRON SERVICE | 45-1002 KAMEHAMEHA HWY | Kaneohe | HI | 96744 | CHEVRON PRODUCTS COMPANY | 91-480 MALAKOLE ST. | Kaneohe | HI | 96744 | R-89 | 1982-07-18 | Permanently Out of Use | 2004-01-07 | 10000 | Gasoline
9-201109 | KANEOHE CHEVRON SERVICE | 45-1002 KAMEHAMEHA HWY | Kaneohe | HI | 96744 | CHEVRON PRODUCTS COMPANY | 91-480 MALAKOLE ST. | Kaneohe | HI | 96744 | R-92 | 1982-07-18 | Permanently Out of Use | 2004-01-07 | 10000 | Gasoline
9-201109 | KANEOHE CHEVRON SERVICE | 45-1002 KAMEHAMEHA HWY | Kaneohe | HI | 96744 | CHEVRON PRODUCTS COMPANY | 91-480 MALAKOLE ST. | Kaneohe | HI | 96744 | R-4 | 1982-07-18 | Permanently Out of Use | 2004-01-07 | 6000 | Diesel
9-201109 | KANEOHE CHEVRON SERVICE | 45-1002 KAMEHAMEHA HWY | Kaneohe | HI | 96744 | CHEVRON PRODUCTS COMPANY | 91-480 MALAKOLE ST. | Kaneohe | HI | 96744 | R-5 | 1982-07-18 | Permanently Out of Use | 2004-01-07 | 1000 | Used Oil
9-201109 | KANEOHE CHEVRON SERVICE | 45-1002 KAMEHAMEHA HWY | Kaneohe | HI | 96744 | CHEVRON PRODUCTS COMPANY | 91-480 MALAKOLE ST. | Kaneohe | HI | 96744 | R-6 |  | Permanently Out of Use | 2004-01-07 | 300 | Kerosene
9-201171 | PUBLIC STORAGE (ALOHA KANEOHE) | 45-1021 KAMEHAMEHA HWY | Kaneohe | HI | 96744 | ALOHA PETROLEUM, LTD. | 1132 BISHOP STREET, SUITE 1700 | Kaneohe | HI | 96744 | R-5 | 1970-04-04 | Permanently Out of Use | 1988-12-31 | 550 | Used Oil
9-201171 | PUBLIC STORAGE (ALOHA KANEOHE) | 45-1021 KAMEHAMEHA HWY | Kaneohe | HI | 96744 | ALOHA PETROLEUM, LTD. | 1132 BISHOP STREET, SUITE 1700 | Kaneohe | HI | 96744 | R-1 | 1966-04-04 | Permanently Out of Use | 1988-12-31 | 3000 | Gasoline
9-201171 | PUBLIC STORAGE (ALOHA KANEOHE) | 45-1021 KAMEHAMEHA HWY | Kaneohe | HI | 96744 | ALOHA PETROLEUM, LTD. | 1132 BISHOP STREET, SUITE 1700 | Kaneohe | HI | 96744 | R-3 | 1966-04-04 | Permanently Out of Use | 1988-12-31 | 2900 | Gasoline
9-201171 | PUBLIC STORAGE (ALOHA KANEOHE) | 45-1021 KAMEHAMEHA HWY | Kaneohe | HI | 96744 | ALOHA PETROLEUM, LTD. | 1132 BISHOP STREET, SUITE 1700 | Kaneohe | HI | 96744 | R-6 | 1939-04-05 | Permanently Out of Use | 1988-12-31 | 1000 | Diesel
9-201171 | PUBLIC STORAGE (ALOHA KANEOHE) | 45-1021 KAMEHAMEHA HWY | Kaneohe | HI | 96744 | ALOHA PETROLEUM, LTD. | 1132 BISHOP STREET, SUITE 1700 | Kaneohe | HI | 96744 | R-4 | 1966-04-04 | Permanently Out of Use | 1988-12-31 | 550 | Gasoline
9-201171 | PUBLIC STORAGE (ALOHA KANEOHE) | 45-1021 KAMEHAMEHA HWY | Kaneohe | HI | 96744 | ALOHA PETROLEUM, LTD. | 1132 BISHOP STREET, SUITE 1700 | Kaneohe | HI | 96744 | R-2 | 1982-04-04 | Permanently Out of Use | 1988-12-31 | 3900 | Gasoline
9-200509 | KANEOHE CENTRAL OFFICE | 45-1029 KAMEHAMEHA HWY | Kaneohe | HI | 96744 | Hawaiian Telcom | P.O. Box 2200 | Kaneohe | HI | 96744 | M-1 | 1996-10-01 | Currently In Use |  | 600 | Diesel
9-200509 | KANEOHE CENTRAL OFFICE | 45-1029 KAMEHAMEHA HWY | Kaneohe | HI | 96744 | Hawaiian Telcom | P.O. Box 2200 | Kaneohe | HI | 96744 | R-M-2 | 1982-09-08 | Permanently Out of Use | 1996-10-11 | 550 | Diesel
9-200509 | KANEOHE CENTRAL OFFICE | 45-1029 KAMEHAMEHA HWY | Kaneohe | HI | 96744 | Hawaiian Telcom | P.O. Box 2200 | Kaneohe | HI | 96744 | R-M-3 | 1965-10-07 | Permanently Out of Use | 1996-10-11 | 500 | Diesel
9-201016 | KANEOHE SHELL FOOD MART | 45-1039 KAMEHAMEHA HWY | Kaneohe | HI | 96744 | ALOHA PETROLEUM, LTD. | 1132 BISHOP STREET, SUITE 1700 | Kaneohe | HI | 96744 | 92 | 1981-04-18 | Currently in Use |  | 8000 | Gasoline
9-201016 | KANEOHE SHELL FOOD MART | 45-1039 KAMEHAMEHA HWY | Kaneohe | HI | 96744 | ALOHA PETROLEUM, LTD. | 1132 BISHOP STREET, SUITE 1700 | Kaneohe | HI | 96744 | R-4 | 1981-04-18 | Permanently Out of Use | 1990-12-30 | 550 | Used Oil
9-201016 | KANEOHE SHELL FOOD MART | 45-1039 KAMEHAMEHA HWY | Kaneohe | HI | 96744 | ALOHA PETROLEUM, LTD. | 1132 BISHOP STREET, SUITE 1700 | Kaneohe | HI | 96744 | 89 | 1981-04-18 | Currently in Use |  | 8000 | Gasoline
9-201016 | KANEOHE SHELL FOOD MART | 45-1039 KAMEHAMEHA HWY | Kaneohe | HI | 96744 | ALOHA PETROLEUM, LTD. | 1132 BISHOP STREET, SUITE 1700 | Kaneohe | HI | 96744 | 87 | 1981-04-18 | Currently in Use |  | 8000 | Gasoline
9-201937 | AIM Windward | 45-1151 A KAMEHAMEHA HWY | Kaneohe | HI | 96744 | ALOHA PETROLEUM, LTD. | 1132 BISHOP STREET, SUITE 1700 | Kaneohe | HI | 96744 | R-2 | 1990-03-01 | Permanently Out of Use | 1993-04-09 | 10000 | Gasoline
9-201937 | AIM Windward | 45-1151 A KAMEHAMEHA HWY | Kaneohe | HI | 96744 | ALOHA PETROLEUM, LTD. | 1132 BISHOP STREET, SUITE 1700 | Kaneohe | HI | 96744 | R-3 |  | Permanently Out of Use | 1989-11-13 | 300 | Other
9-201937 | AIM Windward | 45-1151 A KAMEHAMEHA HWY | Kaneohe | HI | 96744 | ALOHA PETROLEUM, LTD. | 1132 BISHOP STREET, SUITE 1700 | Kaneohe | HI | 96744 | R-1 | 1990-03-01 | Permanently Out of Use | 1993-04-08 | 10000 | Gasoline
9-201937 | AIM Windward | 45-1151 A KAMEHAMEHA HWY | Kaneohe | HI | 96744 | ALOHA PETROLEUM, LTD. | 1132 BISHOP STREET, SUITE 1700 | Kaneohe | HI | 96744 | 92 | 1993-04-09 | Currently in Use |  | 10000 | Gasohol
9-201937 | AIM Windward | 45-1151 A KAMEHAMEHA HWY | Kaneohe | HI | 96744 | ALOHA PETROLEUM, LTD. | 1132 BISHOP STREET, SUITE 1700 | Kaneohe | HI | 96744 | 87 | 1993-06-01 | Currently in Use |  | 10000 | Gasohol
9-700602 | KALAHEO CENTRAL OFFICE | 4516 LAE RD | Kalaheo | HI | 96741 | Hawaiian Telcom | P.O. Box 2200 | Kalaheo | HI | 96741 | R-001 | 1961-05-07 | Permanently Out of Use | 1990-12-03 | 280 | Diesel
9-700602 | KALAHEO CENTRAL OFFICE | 4516 LAE RD | Kalaheo | HI | 96741 | Hawaiian Telcom | P.O. Box 2200 | Kalaheo | HI | 96741 | M-2 | 1991-01-31 | Currently in Use |  | 550 | Diesel
9-100873 | DOLLAR RENT-A-CAR (PMID 007116) | 452 KALEWA ST | Honolulu | HI | 96817 | PACIFIC INTERNATIONAL SERVICES | 1600 KAPIOLANI BLVD. #825 | Honolulu | HI | 96817 | R-4 |  | Permanently Out of Use | 1994-02-24 | 550 | Used Oil
9-100873 | DOLLAR RENT-A-CAR (PMID 007116) | 452 KALEWA ST | Honolulu | HI | 96817 | PACIFIC INTERNATIONAL SERVICES | 1600 KAPIOLANI BLVD. #825 | Honolulu | HI | 96817 | R-3 | 1977-01-01 | Permanently Out of Use | 1993-12-15 | 10000 | Gasoline
9-701073 | KAPAIA PUMP STATION | 4520 MAALO RD | Hanamaulu | HI | 96715 | KAUAI COUNTY - DEPT OF PUBLIC WORKS | 444 RICE ST. , STE 275 MAIKEHA BLDG | Hanamaulu | HI | 96715 | R-M-62839 | 1975-06-06 | Permanently Out of Use | 1998-10-15 | 1000 | Diesel
9-700604 | KAPAA CENTRAL OFFICE | 4520 NIU ST | Kapaa | HI | 96746 | VERIZON HAWAII | 1177 BISHOP ST. P.O. BOX 2200 Hon.HI 96841 | Kapaa | HI | 96746 | R-1 | 1982-05-07 | Permanently Out of Use | 1993-04-27 | 550 | Diesel
9-700604 | KAPAA CENTRAL OFFICE | 4520 NIU ST | Kapaa | HI | 96746 | VERIZON HAWAII | 1177 BISHOP ST. P.O. BOX 2200 Hon.HI 96841 | Kapaa | HI | 96746 | R-2 | 1983-05-08 | Permanently Out of Use | 1993-04-27 | 285 | Diesel
9-200112 | KANEOHE POLICE STATION | 45-270 WAIKALUA RD | Kaneohe | HI | 96744 | C&C OF HNL - POLICE DEPT | 801 S BERETANIA ST | Kaneohe | HI | 96744 | R-1 | 1965-07-15 | Permanently Out of Use | 1991-11-05 | 2000 | Gasoline
9-200112 | KANEOHE POLICE STATION | 45-270 WAIKALUA RD | Kaneohe | HI | 96744 | C&C OF HNL - POLICE DEPT | 801 S BERETANIA ST | Kaneohe | HI | 96744 | R-2 | 1965-07-15 | Permanently Out of Use | 1991-11-05 | 4000 | Gasoline
9-200112 | KANEOHE POLICE STATION | 45-270 WAIKALUA RD | Kaneohe | HI | 96744 | C&C OF HNL - POLICE DEPT | 801 S BERETANIA ST | Kaneohe | HI | 96744 | 92 | 1991-11-01 | Currently In Use |  | 12000 | Gasoline
9-601316 | Convenience Plus LLC | 45-3244 MAMALAHOA HWY P.O. BOX 246 | Honokaa | HI | 96727 | Alfred J Andrade Famlily Ltd Partnership | P.O. Box 1585 | Honokaa | HI | 96727 | R-D | 1957-05-02 | Permanently Out of Use |  | 4000 | Diesel
9-601316 | Convenience Plus LLC | 45-3244 MAMALAHOA HWY P.O. BOX 246 | Honokaa | HI | 96727 | Alfred J Andrade Famlily Ltd Partnership | P.O. Box 1585 | Honokaa | HI | 96727 | 92 | 1993-04-01 | Currently In Use |  | 10000 | Gasoline
9-601316 | Convenience Plus LLC | 45-3244 MAMALAHOA HWY P.O. BOX 246 | Honokaa | HI | 96727 | Alfred J Andrade Famlily Ltd Partnership | P.O. Box 1585 | Honokaa | HI | 96727 | 87 | 1993-04-01 | Currently In Use |  | 10000 | Gasoline
9-601316 | Convenience Plus LLC | 45-3244 MAMALAHOA HWY P.O. BOX 246 | Honokaa | HI | 96727 | Alfred J Andrade Famlily Ltd Partnership | P.O. Box 1585 | Honokaa | HI | 96727 | R-LFS | 1957-05-02 | Permanently Out of Use |  | 4000 | Gasoline
9-601316 | Convenience Plus LLC | 45-3244 MAMALAHOA HWY P.O. BOX 246 | Honokaa | HI | 96727 | Alfred J Andrade Famlily Ltd Partnership | P.O. Box 1585 | Honokaa | HI | 96727 | 6 | 1993-04-01 | Currently In Use |  | 10000 | Diesel
9-601316 | Convenience Plus LLC | 45-3244 MAMALAHOA HWY P.O. BOX 246 | Honokaa | HI | 96727 | Alfred J Andrade Famlily Ltd Partnership | P.O. Box 1585 | Honokaa | HI | 96727 | R-LFR | 1957-05-02 | Permanently Out of Use |  | 4000 | Gasoline
9-600460 | HAMAKUA POLICE STATION | 45-3400 MAMANE ST P.O. BOX 67 | Honokaa | HI | 96727 | County of Hawaii Police Department | 349 Kapiolani Street | Honokaa | HI | 96727 | R-A | 1972-05-21 | Permanently Out of Use | 1994-02-01 | 2000 | Gasoline
9-600460 | HAMAKUA POLICE STATION | 45-3400 MAMANE ST P.O. BOX 67 | Honokaa | HI | 96727 | County of Hawaii Police Department | 349 Kapiolani Street | Honokaa | HI | 96727 | 92- ST5 | 1994-02-01 | Currently In Use |  | 5000 | Gasoline
9-600104 | Mid Pac Petroleum LLC 2705959 | 45-3533 MAMANE ST P.O. BOX 276 | Honokaa | HI | 96727 | Mid Pac Petroleum LLC | 677 Ala Moana Blvd Suite 625 | Honokaa | HI | 96727 | 2B | 1997-04-01 | Currently In Use |  | 5000 | Diesel
9-600104 | Mid Pac Petroleum LLC 2705959 | 45-3533 MAMANE ST P.O. BOX 276 | Honokaa | HI | 96727 | Mid Pac Petroleum LLC | 677 Ala Moana Blvd Suite 625 | Honokaa | HI | 96727 | 92-2A | 1997-04-01 | Currently In Use |  | 10000 | Gasoline
9-600104 | Mid Pac Petroleum LLC 2705959 | 45-3533 MAMANE ST P.O. BOX 276 | Honokaa | HI | 96727 | Mid Pac Petroleum LLC | 677 Ala Moana Blvd Suite 625 | Honokaa | HI | 96727 | 87 | 1997-04-01 | Currently In Use |  | 12000 | Gasoline
9-600104 | Mid Pac Petroleum LLC 2705959 | 45-3533 MAMANE ST P.O. BOX 276 | Honokaa | HI | 96727 | Mid Pac Petroleum LLC | 677 Ala Moana Blvd Suite 625 | Honokaa | HI | 96727 | R-4483-1 | 1980-04-15 | Permanently Out of Use | 1997-03-18 | 10000 | Gasoline
9-600104 | Mid Pac Petroleum LLC 2705959 | 45-3533 MAMANE ST P.O. BOX 276 | Honokaa | HI | 96727 | Mid Pac Petroleum LLC | 677 Ala Moana Blvd Suite 625 | Honokaa | HI | 96727 | R-4483-2-2 | 1958-04-15 | Permanently Out of Use | 1997-03-18 | 4000 | Gasoline
9-600104 | Mid Pac Petroleum LLC 2705959 | 45-3533 MAMANE ST P.O. BOX 276 | Honokaa | HI | 96727 | Mid Pac Petroleum LLC | 677 Ala Moana Blvd Suite 625 | Honokaa | HI | 96727 | R-4483-2-1 | 1980-04-15 | Permanently Out of Use | 1997-03-18 | 10000 | Gasoline
9-600104 | Mid Pac Petroleum LLC 2705959 | 45-3533 MAMANE ST P.O. BOX 276 | Honokaa | HI | 96727 | Mid Pac Petroleum LLC | 677 Ala Moana Blvd Suite 625 | Honokaa | HI | 96727 | R-4483-4 | 1958-04-15 | Permanently Out of Use |  | 550 | Used Oil
9-600104 | Mid Pac Petroleum LLC 2705959 | 45-3533 MAMANE ST P.O. BOX 276 | Honokaa | HI | 96727 | Mid Pac Petroleum LLC | 677 Ala Moana Blvd Suite 625 | Honokaa | HI | 96727 | R-4483-3 | 1958-04-15 | Permanently Out of Use | 1997-03-18 | 4000 | Diesel
9-603113 | KAILUA AIR CONDITIONING AND REFR | 454 KALANIKOA ST | Hilo | HI | 96720 | JONATHAN & JEANETTE BOCKRATH | 454 KALANIKOA ST | Hilo | HI | 96720 | R-1 |  | Permanently Out of Use | 1995-11-17 | 1000 | Gasoline
9-703730 | FORMER HANAPEPE REPAIR SHOP | 4540 HANA RD | Hanapepe | HI | 96716 | MS. NOBUKO KIMATA | P.O. BOX 357 | Hanapepe | HI | 96716 | R-1 | 1945-01-01 | Permanently Out of Use | 2001-09-26 | 400 | Gasoline
9-703730 | FORMER HANAPEPE REPAIR SHOP | 4540 HANA RD | Hanapepe | HI | 96716 | MS. NOBUKO KIMATA | P.O. BOX 357 | Hanapepe | HI | 96716 | R-2 | 1945-01-01 | Permanently Out of Use | 2001-09-26 | 400 | Gasoline
9-201935 | HAWAIIAN MEMORIAL PARK CEMETERY | 45-425 KAMEHAMEHA HWY | Kaneohe | HI | 96744 | HAWAIIAN MEMORIAL PARK CEMETERY | 45-425 KAMEHAMEHA HWY | Kaneohe | HI | 96744 | R-1 | 1975-10-19 | Permanently Out of Use | 1989-12-05 | 500 | Gasoline
9-202993 | HAWAIIAN TRUST | 45-428 KAMEHAMEHA HWY | Kaneohe | HI | 96744 | HAWAIIAN TRUST | 45-428 KAMEHAMEHA HWY | Kaneohe | HI | 96744 | R-2 |  | Permanently Out of Use | 1994-11-01 | 6000 | Gasoline
9-202993 | HAWAIIAN TRUST | 45-428 KAMEHAMEHA HWY | Kaneohe | HI | 96744 | HAWAIIAN TRUST | 45-428 KAMEHAMEHA HWY | Kaneohe | HI | 96744 | R-1 |  | Permanently Out of Use | 1994-11-01 | 1000 | Diesel
9-701967 | DENNY'S REPAIR & SERVICE | 4545 KONA RD | Hanapepe | HI | 96716 | DENNY'S REPAIR & SERVICE | 4545 KONA RD | Hanapepe | HI | 96716 | R-1 | 1960-04-20 | Permanently Out of Use | 1991-07-12 | 1000 | Gasoline
9-701967 | DENNY'S REPAIR & SERVICE | 4545 KONA RD | Hanapepe | HI | 96716 | DENNY'S REPAIR & SERVICE | 4545 KONA RD | Hanapepe | HI | 96716 | R-2 | 1960-04-20 | Permanently Out of Use | 1991-07-12 | 1000 | Gasoline
9-201102 | KOOLAU CHEVRON FOODMART | 45-462 KANEOHE BAY DR | Kaneohe | HI | 96744 | Lahaina Petroleum LLC | 68 Hana Highway | Kaneohe | HI | 96744 | 87 | 1977-05-05 | Currently in Use |  | 10000 | Gasoline
9-201102 | KOOLAU CHEVRON FOODMART | 45-462 KANEOHE BAY DR | Kaneohe | HI | 96744 | Lahaina Petroleum LLC | 68 Hana Highway | Kaneohe | HI | 96744 | 87 | 1982-05-05 | Currently in Use |  | 10000 | Gasoline
9-201102 | KOOLAU CHEVRON FOODMART | 45-462 KANEOHE BAY DR | Kaneohe | HI | 96744 | Lahaina Petroleum LLC | 68 Hana Highway | Kaneohe | HI | 96744 | 92 | 1982-05-05 | Currently in Use |  | 10000 | Gasoline
9-201102 | KOOLAU CHEVRON FOODMART | 45-462 KANEOHE BAY DR | Kaneohe | HI | 96744 | CHEVRON PRODUCTS COMPANY | Attn Permit Desk PO Box 6004 | Kaneohe | HI | 96744 | 87 | 1977-05-05 | Currently in Use |  | 10000 | Gasoline
9-201102 | KOOLAU CHEVRON FOODMART | 45-462 KANEOHE BAY DR | Kaneohe | HI | 96744 | CHEVRON PRODUCTS COMPANY | Attn Permit Desk PO Box 6004 | Kaneohe | HI | 96744 | 87 | 1982-05-05 | Currently in Use |  | 10000 | Gasoline
9-201102 | KOOLAU CHEVRON FOODMART | 45-462 KANEOHE BAY DR | Kaneohe | HI | 96744 | CHEVRON PRODUCTS COMPANY | Attn Permit Desk PO Box 6004 | Kaneohe | HI | 96744 | 92 | 1982-05-05 | Currently in Use |  | 10000 | Gasoline
9-200333 | ARCO 82106 | 45-467 KANEOHE BAY DR | Kaneohe | HI | 96744 | U.S. RESTAURANT PROPERTIES, INC | 12240 INWOOD RD #200 | Kaneohe | HI | 96744 | R-4 |  | Permanently Out of Use | 1984-01-01 | 550 | Used Oil
9-200333 | ARCO 82106 | 45-467 KANEOHE BAY DR | Kaneohe | HI | 96744 | U.S. RESTAURANT PROPERTIES, INC | 12240 INWOOD RD #200 | Kaneohe | HI | 96744 | R-92 | 1984-02-07 | Permanently Out of Use | 2003-03-17 | 10000 | Gasoline
9-200333 | ARCO 82106 | 45-467 KANEOHE BAY DR | Kaneohe | HI | 96744 | U.S. RESTAURANT PROPERTIES, INC | 12240 INWOOD RD #200 | Kaneohe | HI | 96744 | R-89 | 1984-02-07 | Permanently Out of Use | 2003-03-17 | 10000 | Gasoline
9-200333 | ARCO 82106 | 45-467 KANEOHE BAY DR | Kaneohe | HI | 96744 | U.S. RESTAURANT PROPERTIES, INC | 12240 INWOOD RD #200 | Kaneohe | HI | 96744 | R-87 | 1984-02-07 | Permanently Out of Use | 2003-03-17 | 12000 | Gasoline
9-501565 | SUNSHINE RENT-A-CAR | 455 DAIRY RD | Kahului | HI | 96732 | A & B PROPERTIES, INC. |  | Kahului | HI | 96732 | R-1 | 1981-07-30 | Permanently Out of Use | 1990-03-15 | 1875 | Gasoline
9-600567 | HONOKAA CENTRAL OFFICE | 45-500 Ilima Rd | Honokaa | HI | 96727 | Hawaiian Telcom | P.O. Box 2200 | Honokaa | HI | 96727 | R-001 | 1966-05-07 | Permanently Out of Use | 1994-01-11 | 300 | Gasoline
9-600567 | HONOKAA CENTRAL OFFICE | 45-500 Ilima Rd | Honokaa | HI | 96727 | Hawaiian Telcom | P.O. Box 2200 | Honokaa | HI | 96727 | M-2 | 1991-01-31 | Currently in Use |  | 550 | Diesel
9-200738 | FLAVORS OF HAWAII, INC. | 45-512 LULUKU RD | Kaneohe | HI | 96744 | FLAVORS OF HAWAII, INC. | 45-512 LULUKU RD | Kaneohe | HI | 96744 | R-1 | 1968-12-07 | Permanently Out of Use | 1993-10-15 | 250 | Diesel
9-200738 | FLAVORS OF HAWAII, INC. | 45-512 LULUKU RD | Kaneohe | HI | 96744 | FLAVORS OF HAWAII, INC. | 45-512 LULUKU RD | Kaneohe | HI | 96744 | R-2 |  | Permanently Out of Use | 1988-12-15 | 7500 | Diesel
9-603399 | HALE HOOLA HAMAKUA | 45-547 PLUMERIA ST | Honokaa | HI | 96727 | STATE OF HAWAII - HALE HOOLA HAMAKUA | HAWAII HEALTH SYSTEMS CORPORATION P.O. BOX 237 | Honokaa | HI | 96727 | R-M-1 | 1950-01-01 | Permanently Out of Use | 1998-09-28 | 2300 | Diesel
9-203282 | KOOLAU GOLF COURSE | 45-550 KIONAOLE RD | Kaneohe | HI | 96744 | CCL HOLDINGS | 660 ANTON BLVD. SUITE 1350 | Kaneohe | HI | 96744 | 2 | 1991-04-01 | Currently In Use |  | 1000 | Gasoline
9-203282 | KOOLAU GOLF COURSE | 45-550 KIONAOLE RD | Kaneohe | HI | 96744 | CCL HOLDINGS | 660 ANTON BLVD. SUITE 1350 | Kaneohe | HI | 96744 | 3 | 1991-04-01 | Currently In Use |  | 500 | Diesel
9-203282 | KOOLAU GOLF COURSE | 45-550 KIONAOLE RD | Kaneohe | HI | 96744 | CCL HOLDINGS | 660 ANTON BLVD. SUITE 1350 | Kaneohe | HI | 96744 | R-1 | 1991-04-01 | Permanently Out of Use | 2004-03-04 | 1000 | Gasoline
9-201144 | B & E PETROLEUM | 45-554 KAMEHAMEHA HWY | Kaneohe | HI | 96744 | UNOCAL CORPORATION | 3915 Mission Avenue #7416 | Kaneohe | HI | 96744 | R-0320-1 | 1968-04-16 | Permanently Out of Use | 1993-10-04 | 10000 | Gasoline
9-201144 | B & E PETROLEUM | 45-554 KAMEHAMEHA HWY | Kaneohe | HI | 96744 | UNOCAL CORPORATION | 3915 Mission Avenue #7416 | Kaneohe | HI | 96744 | R-0320-4 | 1968-04-16 | Permanently Out of Use | 1993-10-04 | 7500 | Diesel
9-201144 | B & E PETROLEUM | 45-554 KAMEHAMEHA HWY | Kaneohe | HI | 96744 | UNOCAL CORPORATION | 3915 Mission Avenue #7416 | Kaneohe | HI | 96744 | R-0320-3 | 1968-04-16 | Permanently Out of Use | 1993-10-04 | 10000 | Diesel
9-201144 | B & E PETROLEUM | 45-554 KAMEHAMEHA HWY | Kaneohe | HI | 96744 | UNOCAL CORPORATION | 3915 Mission Avenue #7416 | Kaneohe | HI | 96744 | R-0320-2 | 1968-04-16 | Permanently Out of Use | 1993-10-04 | 10000 | Gasoline
9-201251 | PALI CHEVRON SERVICE | 45-576 KAMEHAMEHA HWY | Kaneohe | HI | 96744 | CHEVRON PRODUCTS COMPANY | 91-480 MALAKOLE ST. | Kaneohe | HI | 96744 | R-5 | 1983-07-19 | Permanently Out of Use |  | 1000 | Used Oil
9-201251 | PALI CHEVRON SERVICE | 45-576 KAMEHAMEHA HWY | Kaneohe | HI | 96744 | CHEVRON PRODUCTS COMPANY | 91-480 MALAKOLE ST. | Kaneohe | HI | 96744 | R-1 | 1983-07-19 | Permanently Out of Use |  | 10000 | Gasoline
9-201251 | PALI CHEVRON SERVICE | 45-576 KAMEHAMEHA HWY | Kaneohe | HI | 96744 | CHEVRON PRODUCTS COMPANY | 91-480 MALAKOLE ST. | Kaneohe | HI | 96744 | R-4 | 1983-09-30 | Permanently Out of Use |  | 6000 | Diesel
9-201251 | PALI CHEVRON SERVICE | 45-576 KAMEHAMEHA HWY | Kaneohe | HI | 96744 | CHEVRON PRODUCTS COMPANY | 91-480 MALAKOLE ST. | Kaneohe | HI | 96744 | R-2 | 1983-07-19 | Permanently Out of Use |  | 10000 | Gasoline
9-201251 | PALI CHEVRON SERVICE | 45-576 KAMEHAMEHA HWY | Kaneohe | HI | 96744 | CHEVRON PRODUCTS COMPANY | 91-480 MALAKOLE ST. | Kaneohe | HI | 96744 | R-3 | 1983-07-19 | Permanently Out of Use |  | 10000 | Gasoline
9-501579 | CHARTON U-DRIVE | 456 DAIRY RD | Kahului | HI | 96732 | A & B PROPERTIES, INC. | 822 BISHOP ST | Kahului | HI | 96732 | R-1 | 1976-03-21 | Permanently Out of Use | 1993-02-11 | 1000 | Gasoline
9-600710 | PACIFIC MACHINERY | 456 KALANIANAOLE AVE | Hilo | HI | 96720 | PACIFIC MACHINERY |  | Hilo | HI | 96720 | R-3 | 1962-03-27 | Permanently Out of Use | 1995-03-29 | 550 | Diesel
9-600710 | PACIFIC MACHINERY | 456 KALANIANAOLE AVE | Hilo | HI | 96720 | PACIFIC MACHINERY |  | Hilo | HI | 96720 | R-1 | 1962-03-27 | Permanently Out of Use | 1995-03-29 | 1000 | Gasoline
9-600710 | PACIFIC MACHINERY | 456 KALANIANAOLE AVE | Hilo | HI | 96720 | PACIFIC MACHINERY |  | Hilo | HI | 96720 | R-2 | 1962-03-27 | Permanently Out of Use | 1995-06-29 | 550 | Other
9-100849 | CHEVRON SS 208878 dba Salt Lake Chevron | 4561 SALT LAKE BLVD | Honolulu | HI | 96818 | CHEVRON PRODUCTS COMPANY | Attn Permit Desk PO Box 6004 | Honolulu | HI | 96818 | R-1 | 1980-04-03 | Permanently Out of Use | 1988-03-01 | 6000 | Gasoline
9-100849 | CHEVRON SS 208878 dba Salt Lake Chevron | 4561 SALT LAKE BLVD | Honolulu | HI | 96818 | CHEVRON PRODUCTS COMPANY | Attn Permit Desk PO Box 6004 | Honolulu | HI | 96818 | 92 | 1999-09-01 | Currently In Use |  | 15000 | Gasoline
9-100849 | CHEVRON SS 208878 dba Salt Lake Chevron | 4561 SALT LAKE BLVD | Honolulu | HI | 96818 | CHEVRON PRODUCTS COMPANY | Attn Permit Desk PO Box 6004 | Honolulu | HI | 96818 | 87 | 1999-09-01 | Currently In Use |  | 20000 | Gasoline
9-201929 | AIM LIKELIKE | 45-626 KAMEHAMEHA HWY | Kaneohe | HI | 96744 | ALOHA PETROLEUM, LTD. | 1132 BISHOP STREET, SUITE 1700 | Kaneohe | HI | 96744 | 87 | 1993-04-23 | Currently in Use |  | 10000 | Gasohol
9-201929 | AIM LIKELIKE | 45-626 KAMEHAMEHA HWY | Kaneohe | HI | 96744 | ALOHA PETROLEUM, LTD. | 1132 BISHOP STREET, SUITE 1700 | Kaneohe | HI | 96744 | R-C | 1972-04-19 | Permanently Out of Use | 1989-01-01 | 8000 | Gasoline
9-201929 | AIM LIKELIKE | 45-626 KAMEHAMEHA HWY | Kaneohe | HI | 96744 | ALOHA PETROLEUM, LTD. | 1132 BISHOP STREET, SUITE 1700 | Kaneohe | HI | 96744 | R-2 | 1990-01-09 | Permanently Out of Use | 1993-01-01 | 10000 | Other
9-201929 | AIM LIKELIKE | 45-626 KAMEHAMEHA HWY | Kaneohe | HI | 96744 | ALOHA PETROLEUM, LTD. | 1132 BISHOP STREET, SUITE 1700 | Kaneohe | HI | 96744 | 92 | 1993-04-23 | Currently in Use |  | 10000 | Gasohol
9-201929 | AIM LIKELIKE | 45-626 KAMEHAMEHA HWY | Kaneohe | HI | 96744 | ALOHA PETROLEUM, LTD. | 1132 BISHOP STREET, SUITE 1700 | Kaneohe | HI | 96744 | R-1 | 1990-01-09 | Permanently Out of Use | 1993-01-01 | 10000 | Other
9-201929 | AIM LIKELIKE | 45-626 KAMEHAMEHA HWY | Kaneohe | HI | 96744 | ALOHA PETROLEUM, LTD. | 1132 BISHOP STREET, SUITE 1700 | Kaneohe | HI | 96744 | R-E | 1960-04-19 | Permanently Out of Use | 1989-01-01 | 4000 | Gasoline
9-201929 | AIM LIKELIKE | 45-626 KAMEHAMEHA HWY | Kaneohe | HI | 96744 | ALOHA PETROLEUM, LTD. | 1132 BISHOP STREET, SUITE 1700 | Kaneohe | HI | 96744 | R-A | 1972-04-19 | Permanently Out of Use | 1989-01-01 | 8000 | Gasoline
9-201929 | AIM LIKELIKE | 45-626 KAMEHAMEHA HWY | Kaneohe | HI | 96744 | ALOHA PETROLEUM, LTD. | 1132 BISHOP STREET, SUITE 1700 | Kaneohe | HI | 96744 | R-B | 1972-04-19 | Permanently Out of Use | 1989-01-01 | 8000 | Gasoline
9-201929 | AIM LIKELIKE | 45-626 KAMEHAMEHA HWY | Kaneohe | HI | 96744 | ALOHA PETROLEUM, LTD. | 1132 BISHOP STREET, SUITE 1700 | Kaneohe | HI | 96744 | R-F |  | Permanently Out of Use | 1984-09-01 | 500 | Used Oil
9-201929 | AIM LIKELIKE | 45-626 KAMEHAMEHA HWY | Kaneohe | HI | 96744 | ALOHA PETROLEUM, LTD. | 1132 BISHOP STREET, SUITE 1700 | Kaneohe | HI | 96744 | R-D | 1960-04-19 | Permanently Out of Use | 1989-01-01 | 4000 | Gasoline
9-200883 | WINDWARD TOYOTA SERVICE | 45-655 KAMEHAMEHA HWY | Kaneohe | HI | 96744 | SERVCO PACIFIC, INC. | P.O. BOX 2788 | Kaneohe | HI | 96744 | R-1 | 1974-05-05 | Permanently Out of Use | 1997-07-14 | 550 | Used Oil
9-201883 | WINDWARD INC. | 45-671 KAMEHAMEHA HWY | Kaneohe | HI | 96744 | DON LUCAS HONDA WINDWARD | 45-671 KAMEHAMEHA HWY | Kaneohe | HI | 96744 | R-1 | 1980-02-19 | Permanently Out of Use |  | 550 | Used Oil
9-201883 | WINDWARD INC. | 45-671 KAMEHAMEHA HWY | Kaneohe | HI | 96744 | DON LUCAS HONDA WINDWARD | 45-671 KAMEHAMEHA HWY | Kaneohe | HI | 96744 | R-2 | 1980-02-19 | Permanently Out of Use |  | 500 | Used Oil
9-200021 | Mid Pac Petroleum 2705801 | 45-675 KAMEHAMEHA HWY | Kaneohe | HI | 96744 | Mid Pac Petroleum LLC | 677 Ala Moana Blvd Suite 625 | Kaneohe | HI | 96744 | I-4956-7 | 1987-08-21 | Permanently Out of Use | 2005-09-15 | 550 | Used Oil
9-200021 | Mid Pac Petroleum 2705801 | 45-675 KAMEHAMEHA HWY | Kaneohe | HI | 96744 | Mid Pac Petroleum LLC | 677 Ala Moana Blvd Suite 625 | Kaneohe | HI | 96744 | r- 4956-6 | 1987-08-21 | Permanently Out of Use | 2005-09-19 | 12000 | Gasoline
9-200021 | Mid Pac Petroleum 2705801 | 45-675 KAMEHAMEHA HWY | Kaneohe | HI | 96744 | Mid Pac Petroleum LLC | 677 Ala Moana Blvd Suite 625 | Kaneohe | HI | 96744 | R-4956-1 | 1963-04-02 | Permanently Out of Use | 1987-08-01 | 7500 | Gasoline
9-200021 | Mid Pac Petroleum 2705801 | 45-675 KAMEHAMEHA HWY | Kaneohe | HI | 96744 | Mid Pac Petroleum LLC | 677 Ala Moana Blvd Suite 625 | Kaneohe | HI | 96744 | r-4956-5 | 1987-08-21 | Permanently Out of Use | 2005-09-19 | 12000 | Gasoline
9-200021 | Mid Pac Petroleum 2705801 | 45-675 KAMEHAMEHA HWY | Kaneohe | HI | 96744 | Mid Pac Petroleum LLC | 677 Ala Moana Blvd Suite 625 | Kaneohe | HI | 96744 | R-4956-4 | 1963-04-02 | Permanently Out of Use | 1987-08-01 | 280 | Used Oil
9-200021 | Mid Pac Petroleum 2705801 | 45-675 KAMEHAMEHA HWY | Kaneohe | HI | 96744 | Mid Pac Petroleum LLC | 677 Ala Moana Blvd Suite 625 | Kaneohe | HI | 96744 | R-4956-2 | 1963-04-02 | Permanently Out of Use | 1987-08-01 | 7000 | Gasoline
9-201018 | WINDWARD SHELL | 45-685 KAMEHAMEHA HWY | Kaneohe | HI | 96744 | SHELL OIL COMPANY | 789 NIMITZ HWY | Kaneohe | HI | 96744 | R-4 | 1963-04-19 | Permanently Out of Use |  | 550 | Used Oil
9-201018 | WINDWARD SHELL | 45-685 KAMEHAMEHA HWY | Kaneohe | HI | 96744 | SHELL OIL COMPANY | 789 NIMITZ HWY | Kaneohe | HI | 96744 | R-1 | 1982-04-18 | Permanently Out of Use | 1997-07-31 | 8000 | Gasoline
9-201018 | WINDWARD SHELL | 45-685 KAMEHAMEHA HWY | Kaneohe | HI | 96744 | SHELL OIL COMPANY | 789 NIMITZ HWY | Kaneohe | HI | 96744 | R-3 | 1982-04-18 | Permanently Out of Use | 1997-07-31 | 8000 | Gasoline
9-201018 | WINDWARD SHELL | 45-685 KAMEHAMEHA HWY | Kaneohe | HI | 96744 | SHELL OIL COMPANY | 789 NIMITZ HWY | Kaneohe | HI | 96744 | R-5 | 1990-08-18 | Permanently Out of Use | 1997-07-31 | 550 | Used Oil
9-201018 | WINDWARD SHELL | 45-685 KAMEHAMEHA HWY | Kaneohe | HI | 96744 | SHELL OIL COMPANY | 789 NIMITZ HWY | Kaneohe | HI | 96744 | R-2 | 1982-04-18 | Permanently Out of Use | 1997-07-31 | 8000 | Gasoline
9-202645 | HAWAII STATE HOSPITAL | 45-710 KEAAHALA RD | Kaneohe | HI | 96744 | STATE DOH - HAWAII STATE HOSPITAL | 45-710 KEAAHALA RD | Kaneohe | HI | 96744 | R-3 | 1970-12-30 | Permanently Out of Use | 1999-12-01 | 3000 | Gasoline
9-202645 | HAWAII STATE HOSPITAL | 45-710 KEAAHALA RD | Kaneohe | HI | 96744 | STATE DOH - HAWAII STATE HOSPITAL | 45-710 KEAAHALA RD | Kaneohe | HI | 96744 | R-1 | 1975-12-30 | Permanently Out of Use | 1999-12-01 | 1000 | Diesel
9-202645 | HAWAII STATE HOSPITAL | 45-710 KEAAHALA RD | Kaneohe | HI | 96744 | STATE DOH - HAWAII STATE HOSPITAL | 45-710 KEAAHALA RD | Kaneohe | HI | 96744 | R-2 | 1960-12-30 | Permanently Out of Use | 1999-12-01 | 3000 | Gasoline
9-203269 | HAKKEI ENTERPRISE | 45-781 KAMEHAMEHA HWY | Kaneohe | HI | 96744 | HAKKEI ENTERPRISE | 45-781 KAMEHAMEHA HIGHWAY | Kaneohe | HI | 96744 | R-1 | 1953-01-01 | Permanently Out of Use | 1997-06-20 | 550 | Gasoline
9-603524 | EXCELSIOR DAIRY | 458 KEKAUANAOA ST | Hilo | HI | 96720 | EXCELSIOR DIARY, INC | C/O MOUNTAIN VIEW DAIRY, INC POB 101 | Hilo | HI | 96720 | R-2 | 1970-01-01 | Permanently Out of Use | 1999-06-07 | 550 | Gasoline
9-203850 | Costco Gasoline #1038 | 4589 Kapolei Parkway | Kapolei | HI | 96707 | COSTCO WHOLESALE | 999 Lake Drive | Kapolei | HI | 96707 | 1 | 2009-11-12 | Currently in Use |  | 30000 | Gasoline
9-203850 | Costco Gasoline #1038 | 4589 Kapolei Parkway | Kapolei | HI | 96707 | COSTCO WHOLESALE | 999 Lake Drive | Kapolei | HI | 96707 | 3 | 2009-11-12 | Currently in Use |  | 30000 | Gasoline
9-203850 | Costco Gasoline #1038 | 4589 Kapolei Parkway | Kapolei | HI | 96707 | COSTCO WHOLESALE | 999 Lake Drive | Kapolei | HI | 96707 | 2 | 2009-11-12 | Currently in Use |  | 30000 | Gasoline
9-200077 | C&CH KANEOHE FIRE STATION | 45-910 KAMEHAMEHA HWY | Kaneohe | HI | 96744 | C&C HNL Fire Dept | 636 South St | Kaneohe | HI | 96744 | 1A | 1992-07-01 | Currently In Use |  | 1000 | Diesel
9-200077 | C&CH KANEOHE FIRE STATION | 45-910 KAMEHAMEHA HWY | Kaneohe | HI | 96744 | C&C HNL Fire Dept | 636 South Street | Kaneohe | HI | 96744 | 1A | 1992-07-01 | Currently In Use |  | 1000 | Diesel
9-200077 | C&CH KANEOHE FIRE STATION | 45-910 KAMEHAMEHA HWY | Kaneohe | HI | 96744 | C&C HNL Fire Dept | 636 South Street | Kaneohe | HI | 96744 | 1B | 1992-07-01 | Currently in Use |  | 1000 | Gasoline
9-200077 | C&CH KANEOHE FIRE STATION | 45-910 KAMEHAMEHA HWY | Kaneohe | HI | 96744 | C&C HNL Fire Dept | 636 South Street | Kaneohe | HI | 96744 | R-001 | 1955-07-01 | Permanently Out of Use | 1991-06-03 | 550 | Diesel
9-200077 | C&CH KANEOHE FIRE STATION | 45-910 KAMEHAMEHA HWY | Kaneohe | HI | 96744 | C&C HNL Fire Dept | 636 South St | Kaneohe | HI | 96744 | 1B | 1992-07-01 | Currently in Use |  | 1000 | Gasoline
9-200077 | C&CH KANEOHE FIRE STATION | 45-910 KAMEHAMEHA HWY | Kaneohe | HI | 96744 | C&C HNL Fire Dept | 636 South St | Kaneohe | HI | 96744 | R-001 | 1955-07-01 | Permanently Out of Use | 1991-06-03 | 550 | Diesel
9-502749 | AIRPORT FLOWER AND FRUIT, INC | 460 DAIRY RD | Kahului | HI | 96732 | A & B PROPERTIES, INC. | 822 BISHOP ST | Kahului | HI | 96732 | R-1 |  | Permanently Out of Use | 1993-06-16 | 1000 | Gasoline
9-700615 | WAIMEA CENTRAL OFFICE | 4600 Makleke Rd | Waimea | HI | 96796 | Hawaiian Telcom | P.O. Box 2200 | Waimea | HI | 96796 | M-1 | 1995-08-02 | Currently In Use |  | 600 | Diesel
9-700615 | WAIMEA CENTRAL OFFICE | 4600 Makleke Rd | Waimea | HI | 96796 | Hawaiian Telcom | P.O. Box 2200 | Waimea | HI | 96796 | R-1 | 1984-03-01 | Permanently Out of Use | 1997-08-30 | 350 | Diesel
9-200330 | AIM WINDWARD MALL | 46-004 KAMEHAMEHA HWY | Kaneohe | HI | 96744 | ALOHA PETROLEUM, LTD. | 1132 Bishop Street, Suite 1700 | Kaneohe | HI | 96744 | 87 | 1985-02-06 | Permanently out of Use | 2014-08-19 | 10000 | Gasoline
9-200330 | AIM WINDWARD MALL | 46-004 KAMEHAMEHA HWY | Kaneohe | HI | 96744 | ALOHA PETROLEUM, LTD. | 1132 Bishop Street, Suite 1700 | Kaneohe | HI | 96744 | 2 | 2014-09-12 | Currently In Use |  | 7800 | Gasohol
9-200330 | AIM WINDWARD MALL | 46-004 KAMEHAMEHA HWY | Kaneohe | HI | 96744 | ALOHA PETROLEUM, LTD. | 1132 Bishop Street, Suite 1700 | Kaneohe | HI | 96744 | 3 | 2014-09-12 | Currently In Use |  | 6000 | Diesel
9-200330 | AIM WINDWARD MALL | 46-004 KAMEHAMEHA HWY | Kaneohe | HI | 96744 | ALOHA PETROLEUM, LTD. | 1132 Bishop Street, Suite 1700 | Kaneohe | HI | 96744 | 92 | 1985-02-06 | Permanently out of Use | 2014-08-19 | 12000 | Gasoline
9-200330 | AIM WINDWARD MALL | 46-004 KAMEHAMEHA HWY | Kaneohe | HI | 96744 | ALOHA PETROLEUM, LTD. | 1132 Bishop Street, Suite 1700 | Kaneohe | HI | 96744 | diesel | 1985-02-06 | Permanently out of Use | 2014-08-19 | 10000 | Diesel
9-200330 | AIM WINDWARD MALL | 46-004 KAMEHAMEHA HWY | Kaneohe | HI | 96744 | ALOHA PETROLEUM, LTD. | 1132 Bishop Street, Suite 1700 | Kaneohe | HI | 96744 | 1 | 2014-09-12 | Currently In Use |  | 13800 | Gasohol
9-200330 | AIM WINDWARD MALL | 46-004 KAMEHAMEHA HWY | Kaneohe | HI | 96744 | ALOHA PETROLEUM, LTD. | 1132 Bishop Street, Suite 1700 | Kaneohe | HI | 96744 | 89 | 1985-02-06 | Permanently out of Use | 2014-08-19 | 10000 | Gasoline
9-200739 | HABILITAT CONSTRUCTION | 46-026 ALALOA ST | Kaneohe | HI | 96744 | HABILITAT, INC. | 45-035 KUHONU PL / P.O. BOX 801 | Kaneohe | HI | 96744 | R-2 | 1977-04-09 | Permanently Out of Use | 1993-05-19 | 1000 | Gasoline
9-200739 | HABILITAT CONSTRUCTION | 46-026 ALALOA ST | Kaneohe | HI | 96744 | HABILITAT, INC. | 45-035 KUHONU PL / P.O. BOX 801 | Kaneohe | HI | 96744 | R-1 | 1977-04-09 | Permanently Out of Use | 1993-05-19 | 1000 | Gasoline
9-201771 | U.S. POSTAL SERVICE - KANEOHE | 46-036 KAMEHAMEHA HWY | Kaneohe | HI | 96744 | U.S. POSTAL SERVICE | 850 CHERRY AVENUE | Kaneohe | HI | 96744 | R-1 | 1972-04-07 | Permanently Out of Use | 1991-08-26 | 6000 | Gasoline
9-201771 | U.S. POSTAL SERVICE - KANEOHE | 46-036 KAMEHAMEHA HWY | Kaneohe | HI | 96744 | U.S. POSTAL SERVICE | 850 CHERRY AVENUE | Kaneohe | HI | 96744 | r-1A | 1991-09-30 | Permanently Out of Use | 2004-09-15 | 6000 | Gasoline
9-200027 | Mid Pac Petroleum 256434 | 46-047 KAMEHAMEHA HWY | Kaneohe | HI | 96744 | Mid Pac Petroleum LLC | 677 Ala Moana Blvd Suite 625 | Kaneohe | HI | 96744 | 2 | 1998-08-01 | Currently In Use |  | 8000 | Gasoline
9-200027 | Mid Pac Petroleum 256434 | 46-047 KAMEHAMEHA HWY | Kaneohe | HI | 96744 | Mid Pac Petroleum LLC | 677 Ala Moana Blvd Suite 625 | Kaneohe | HI | 96744 | 3 | 1998-08-01 | Currently In Use |  | 4000 | Diesel
9-200027 | Mid Pac Petroleum 256434 | 46-047 KAMEHAMEHA HWY | Kaneohe | HI | 96744 | Mid Pac Petroleum LLC | 677 Ala Moana Blvd Suite 625 | Kaneohe | HI | 96744 | r-6434-6 | 1998-08-01 | Permanently out of Use | 2007-03-13 | 550 | Used Oil
9-200027 | Mid Pac Petroleum 256434 | 46-047 KAMEHAMEHA HWY | Kaneohe | HI | 96744 | Mid Pac Petroleum LLC | 677 Ala Moana Blvd Suite 625 | Kaneohe | HI | 96744 | 1 | 1998-08-01 | Currently In Use |  | 12000 | Gasoline
9-200027 | Mid Pac Petroleum 256434 | 46-047 KAMEHAMEHA HWY | Kaneohe | HI | 96744 | Mid Pac Petroleum LLC | 677 Ala Moana Blvd Suite 625 | Kaneohe | HI | 96744 | R-6434-2 | 1973-04-01 | Permanently Out of Use | 1998-08-01 | 10000 | Gasoline
9-101667 | GOODYEAR AUTO SERVICE CENTER 8022 | 46-047 KAMEHAMEHA HWY | Kaneohe | HI | 96744 | FIFTY ASSOCIATION | 160 FEDERAL ST | Kaneohe | HI | 96744 | R-1 | 1976-01-01 | Permanently Out of Use | 1995-03-31 | 550 | Used Oil
9-200027 | Mid Pac Petroleum 256434 | 46-047 KAMEHAMEHA HWY | Kaneohe | HI | 96744 | Mid Pac Petroleum LLC | 677 Ala Moana Blvd Suite 625 | Kaneohe | HI | 96744 | R-6434-4 | 1986-04-01 | Permanently Out of Use | 1998-08-01 | 550 | Used Oil
9-200027 | Mid Pac Petroleum 256434 | 46-047 KAMEHAMEHA HWY | Kaneohe | HI | 96744 | Mid Pac Petroleum LLC | 677 Ala Moana Blvd Suite 625 | Kaneohe | HI | 96744 | R-6434-1 | 1973-04-01 | Permanently Out of Use | 1998-08-01 | 10000 | Gasoline
9-200255 | J C PENNEY CO., INC. STORE 2078-4 | 46-056 KAMEHAMEHA HWY | Kaneohe | HI | 96744 | J.C. PENNEY | P.O. BOX 10001 | Kaneohe | HI | 96744 | R-1 | 1983-05-09 | Permanently Out of Use | 1990-06-15 | 280 | Diesel
9-207013 | WILLIAM H. PETERSON | 46-145 MALINA PL | Kaneohe | HI | 96744 | WILLIAM H. PETERSON | 1558 ALA PUUMALU ST | Kaneohe | HI | 96744 | R-1 | 1976-03-30 | Permanently Out of Use | 1992-10-12 | 2000 | Gasoline
9-207013 | WILLIAM H. PETERSON | 46-145 MALINA PL | Kaneohe | HI | 96744 | WILLIAM H. PETERSON | 1558 ALA PUUMALU ST | Kaneohe | HI | 96744 | R-2 | 1976-03-30 | Permanently Out of Use | 1992-10-12 | 2000 | Diesel
9-201374 | WINDWARD NISSAN, INC. | 46-151 KAHUHIPA ST | Kaneohe | HI | 96744 | WINDWARD NISSAN, INC. | 46-151 KAHUHIPA ST | Kaneohe | HI | 96744 | R-3 | 1975-03-19 | Permanently Out of Use | 1992-04-07 | 500 | Used Oil
9-201374 | WINDWARD NISSAN, INC. | 46-151 KAHUHIPA ST | Kaneohe | HI | 96744 | WINDWARD NISSAN, INC. | 46-151 KAHUHIPA ST | Kaneohe | HI | 96744 | R-1 | 1975-03-19 | Permanently Out of Use | 1992-04-07 | 2000 | Gasoline
9-201374 | WINDWARD NISSAN, INC. | 46-151 KAHUHIPA ST | Kaneohe | HI | 96744 | WINDWARD NISSAN, INC. | 46-151 KAHUHIPA ST | Kaneohe | HI | 96744 | R-2 | 1975-03-19 | Permanently Out of Use | 1992-04-07 | 2000 | Gasoline
9-202968 | PUNAWAI WWTP | 46-164 HALAULANI ST | Kaneohe | HI | 96744 | C&C of Honolulu Dept of Environmental Services | 1000 Uluohia Street, Suite 308 | Kaneohe | HI | 96744 | M-1 | 1994-04-01 | Currently in Use |  | 600 | Diesel
9-200364 | WINDWARD AUTO SALES, INC. | 46-177 KAHUHIPA ST | Kaneohe | HI | 96744 | WINDWARD AUTO SALES, INC. | 46-177 KAHUHIPA ST | Kaneohe | HI | 96744 | R-1 | 1981-05-07 | Permanently Out of Use | 1993-12-07 | 500 | Used Oil
9-200138 | HEEIA WASTEWATER PUMPING STATION | 46-195 YACHT CLUB ST | Kaneohe | HI | 96744 | C&C of Honolulu Dept of Environmental Services | 1000 Uluohia Street, Suite 308 | Kaneohe | HI | 96744 | M-2 | 1985-01-15 | Currently in Use |  | 550 | Diesel
9-203778 | FORMER KANEOHE DISTRICT COURTHOUSE | 46-201 KAHUHIPA STREET | Kaneohe | HI | 96744 | FORMER KANEOHE DISTRICT COURTHOUSE | 46-201 KAHUHIPA ST | Kaneohe | HI | 96744 | R-2 |  | Permanently Out of Use | 2004-03-29 | 5000 | Gasoline
9-203778 | FORMER KANEOHE DISTRICT COURTHOUSE | 46-201 KAHUHIPA STREET | Kaneohe | HI | 96744 | FORMER KANEOHE DISTRICT COURTHOUSE | 46-201 KAHUHIPA ST | Kaneohe | HI | 96744 | R-3 |  | Permanently Out of Use | 2004-03-29 | 1000 | Gasoline
9-203778 | FORMER KANEOHE DISTRICT COURTHOUSE | 46-201 KAHUHIPA STREET | Kaneohe | HI | 96744 | FORMER KANEOHE DISTRICT COURTHOUSE | 46-201 KAHUHIPA ST | Kaneohe | HI | 96744 | R-1 |  | Permanently Out of Use | 2004-03-29 | 7500 | Diesel
9-200126 | C&CH KANEOHE CORP YARD | 46-231 KAM HWY | Kaneohe | HI | 96744 | C&C HNL - DEPT OF FACILITY MAINTENANCE | Division of Road Maintenance 99-999 Iwaena St | Kaneohe | HI | 96744 | 87-1 | 1991-07-30 | Currently In Use |  | 1000 | Diesel
9-200126 | C&CH KANEOHE CORP YARD | 46-231 KAM HWY | Kaneohe | HI | 96744 | C&C HNL - DEPT OF FACILITY MAINTENANCE | Division of Road Maintenance 99-999 Iwaena St | Kaneohe | HI | 96744 | R-3 | 1978-04-16 | Permanently Out of Use | 1991-06-07 | 2000 | Gasoline
9-200126 | C&CH KANEOHE CORP YARD | 46-231 KAM HWY | Kaneohe | HI | 96744 | C&C HNL - DEPT OF FACILITY MAINTENANCE | Division of Road Maintenance 99-999 Iwaena St | Kaneohe | HI | 96744 | 87-2 | 1991-07-30 | Currently In Use |  | 2500 | Gasoline
9-200126 | C&CH KANEOHE CORP YARD | 46-231 KAM HWY | Kaneohe | HI | 96744 | C&C HNL - DEPT OF FACILITY MAINTENANCE | Division of Road Maintenance 99-999 Iwaena St | Kaneohe | HI | 96744 | R-2 | 1950-01-01 | Permanently Out of Use | 1991-06-07 | 500 | Diesel
9-200126 | C&CH KANEOHE CORP YARD | 46-231 KAM HWY | Kaneohe | HI | 96744 | C&C HNL - DEPT OF FACILITY MAINTENANCE | Division of Road Maintenance 99-999 Iwaena St | Kaneohe | HI | 96744 | 3 | 1991-07-30 | Currently In Use |  | 2500 | Diesel
9-200126 | C&CH KANEOHE CORP YARD | 46-231 KAM HWY | Kaneohe | HI | 96744 | C&C HNL - DEPT OF FACILITY MAINTENANCE | Division of Road Maintenance 99-999 Iwaena St | Kaneohe | HI | 96744 | R-1 | 1955-01-01 | Permanently Out of Use | 1991-06-07 | 1000 | Diesel
9-202998 | ALII BLUFFS WASTEWATER PUMP STATION | 46-334 KAMEHAMEHA HWY | Kaneohe | HI | 96744 | C&C HNL - DEPT OF ENVIRONMENTAL SERVICES | 1000 ULU'OHIA STREET, SUITE 308 | Kaneohe | HI | 96744 | M-1 | 1994-09-01 | Currently in Use |  | 1000 | Diesel
9-101490 | AMFAC DIST. HI -BLDG MATERIALS | 465 CORAL ST | Honolulu | HI | 96813 | AMFAC DISTRIBUTION HAWAII | 700 BISHOP St, 21ST FLOOR | Honolulu | HI | 96813 | R-01 |  | Permanently Out of Use |  |  | Gasoline
9-601085 | Hawaii County CENTRAL FIRE STATION | 466 KINOOLE ST | Hilo | HI | 96720 | COUNTY OF HAWAII - FIRE DEPT | 466 KINOOLE ST | Hilo | HI | 96720 | R-3 | 1939-01-01 | Permanently Out of Use | 1992-04-08 | 1000 | Diesel
9-601085 | Hawaii County CENTRAL FIRE STATION | 466 KINOOLE ST | Hilo | HI | 96720 | COUNTY OF HAWAII - FIRE DEPT | 466 KINOOLE ST | Hilo | HI | 96720 | R-1 | 1983-05-13 | Permanently Out of Use | 1997-10-17 | 2000 | Gasoline
9-601085 | Hawaii County CENTRAL FIRE STATION | 466 KINOOLE ST | Hilo | HI | 96720 | COUNTY OF HAWAII - FIRE DEPT | 466 KINOOLE ST | Hilo | HI | 96720 | R-2 | 1983-05-13 | Permanently Out of Use | 1994-10-17 | 2000 | Diesel
9-200959 | HEEIA KEA BASE YARD | 46-620 KAMEHAMEHA HWY | Kaneohe | HI | 96744 | HAWAIIAN ELECTRIC CO., INC. | P.O. BOX 2750 | Kaneohe | HI | 96744 | R-001 | 1969-04-21 | Permanently Out of Use |  | 1500 | Other
9-500668 | PACIFIC MACHINERY | 470 S HANA HWY | Kahului | HI | 96732 | PACIFIC MACHINERY |  | Kahului | HI | 96732 | R-1 | 1976-03-27 | Permanently Out of Use | 1994-01-27 | 1000 | Used Oil
9-202669 | LAENANI WASTEWATER PUMP STATION | 47-060 LAENANI DR | Kaneohe | HI | 96744 | C&C of Honolulu Dept of Environmental Services | 1000 Uluohia Street, Suite 308 | Kaneohe | HI | 96744 | M-1 | 1992-04-30 | Currently in Use |  | 1000 | Diesel
9-601326 | BIG ISLAND NISSAN | 471 KALANIANAOLE ST | Hilo | HI | 96720 | I. KITAGAWA & COMPANY, LTD. | 400 KAWILI St | Hilo | HI | 96720 | R-2 | 1967-05-07 | Permanently Out of Use | 1989-06-23 | 1000 | Other
9-601326 | BIG ISLAND NISSAN | 471 KALANIANAOLE ST | Hilo | HI | 96720 | I. KITAGAWA & COMPANY, LTD. | 400 KAWILI St | Hilo | HI | 96720 | R-1 | 1967-05-07 | Permanently Out of Use | 1989-06-23 | 500 | Used Oil
9-200502 | KAHALUU BASE YARD | 47-129 WAIHEE RD | Kaneohe | HI | 96744 | Hawaiian Telcom | P.O. Box 2200 | Kaneohe | HI | 96744 | R-1 | 1982-01-21 | Permanently Out of Use | 1994-02-08 | 10000 | Gasoline
9-200502 | KAHALUU BASE YARD | 47-129 WAIHEE RD | Kaneohe | HI | 96744 | Hawaiian Telcom | P.O. Box 2200 | Kaneohe | HI | 96744 | r-1 | 1994-05-19 | Permanently out of Use | 2015-03-24 | 10000 | Diesel
9-502620 | HALE MAKUA NURSING HOME | 472 KAULANA ST | Kahului | HI | 96732 | HALE MAKUA | 472 KAULANA ST | Kahului | HI | 96732 | R-M-1 | 1978-01-01 | Permanently Out of Use | 1999-01-19 | 5000 | Diesel
9-202742 | VALLEY OF THE TEMPLES MEMORIAL PARK | 47-200 KAHEKILI HWY | Kaneohe | HI | 96744 | VALLEY OF THE TEMPLES MEMORIAL PARK | 47-200 KAHEKILI HWY | Kaneohe | HI | 96744 | R-1 |  | Permanently Out of Use | 1993-03-24 | 450 | Gasoline
9-202668 | MIOMIO WASTEWATER PUMP STATION | 47-211 KAMEHAMEHA HWY | Kaneohe | HI | 96744 | C&C of Honolulu Dept of Environmental Services | 1000 Uluohia Street, Suite 308 | Kaneohe | HI | 96744 | M-1 | 1992-04-30 | Currently in Use |  | 550 | Diesel
9-200326 | ARCO 82107 dba Rick's Temple Valley Service 12806 | 47-256 HUI IWA ST | Kaneohe | HI | 96744 | U.S. RESTAURANT PROPERTIES, INC | 12240 INWOOD RD #200 | Kaneohe | HI | 96744 | R-5 | 1987-12-29 | Permanently Out of Use | 2005-10-13 | 550 | Used Oil
9-200326 | ARCO 82107 dba Rick's Temple Valley Service 12806 | 47-256 HUI IWA ST | Kaneohe | HI | 96744 | U.S. RESTAURANT PROPERTIES, INC | 12240 INWOOD RD #200 | Kaneohe | HI | 96744 | R-89 | 1987-12-29 | Permanently Out of Use | 2006-10-19 | 10000 | Gasoline
9-200326 | ARCO 82107 dba Rick's Temple Valley Service 12806 | 47-256 HUI IWA ST | Kaneohe | HI | 96744 | U.S. RESTAURANT PROPERTIES, INC | 12240 INWOOD RD #200 | Kaneohe | HI | 96744 | R-87B | 1987-12-29 | Permanently Out of Use | 2005-10-19 | 10000 | Gasoline
9-200326 | ARCO 82107 dba Rick's Temple Valley Service 12806 | 47-256 HUI IWA ST | Kaneohe | HI | 96744 | U.S. RESTAURANT PROPERTIES, INC | 12240 INWOOD RD #200 | Kaneohe | HI | 96744 | R-87a | 1987-12-29 | Permanently Out of Use | 2005-10-19 | 10000 | Gasoline
9-200326 | ARCO 82107 dba Rick's Temple Valley Service 12806 | 47-256 HUI IWA ST | Kaneohe | HI | 96744 | U.S. RESTAURANT PROPERTIES, INC | 12240 INWOOD RD #200 | Kaneohe | HI | 96744 | R-3 | 1977-02-06 | Permanently Out of Use | 1987-12-29 | 4000 | Gasoline
9-200326 | ARCO 82107 dba Rick's Temple Valley Service 12806 | 47-256 HUI IWA ST | Kaneohe | HI | 96744 | U.S. RESTAURANT PROPERTIES, INC | 12240 INWOOD RD #200 | Kaneohe | HI | 96744 | R-2 | 1977-02-06 | Permanently Out of Use | 1987-12-29 | 4000 | Gasoline
9-200326 | ARCO 82107 dba Rick's Temple Valley Service 12806 | 47-256 HUI IWA ST | Kaneohe | HI | 96744 | U.S. RESTAURANT PROPERTIES, INC | 12240 INWOOD RD #200 | Kaneohe | HI | 96744 | R-1 | 1977-02-06 | Permanently Out of Use | 1987-12-29 | 550 | Used Oil
9-200326 | ARCO 82107 dba Rick's Temple Valley Service 12806 | 47-256 HUI IWA ST | Kaneohe | HI | 96744 | U.S. RESTAURANT PROPERTIES, INC | 12240 INWOOD RD #200 | Kaneohe | HI | 96744 | R-6 | 1977-02-06 | Permanently Out of Use | 1987-12-29 | 4000 | Gasoline
9-200326 | ARCO 82107 dba Rick's Temple Valley Service 12806 | 47-256 HUI IWA ST | Kaneohe | HI | 96744 | U.S. RESTAURANT PROPERTIES, INC | 12240 INWOOD RD #200 | Kaneohe | HI | 96744 | R-92 | 1987-12-29 | Permanently Out of Use | 2005-10-19 | 10000 | Gasoline
9-200326 | ARCO 82107 dba Rick's Temple Valley Service 12806 | 47-256 HUI IWA ST | Kaneohe | HI | 96744 | U.S. RESTAURANT PROPERTIES, INC | 12240 INWOOD RD #200 | Kaneohe | HI | 96744 | R-4 | 1977-02-06 | Permanently Out of Use | 1987-12-29 | 4000 | Gasoline
9-200326 | ARCO 82107 dba Rick's Temple Valley Service 12806 | 47-256 HUI IWA ST | Kaneohe | HI | 96744 | U.S. RESTAURANT PROPERTIES, INC | 12240 INWOOD RD #200 | Kaneohe | HI | 96744 | R-5 | 1977-02-06 | Permanently Out of Use | 1987-12-29 | 4000 | Gasoline
9-200066 | C&CH KAHALUU FIRE STATION | 47-304 WAIHEE RD | Kaneohe | HI | 96744 | C&C OF HNL - HONOLULU FIRE DEPARATMENT | 636 South Street | Kaneohe | HI | 96744 | R-1 | 1976-01-01 | Permanently Out of Use | 1994-08-01 | 550 | Diesel
9-200134 | C&CH AHUIMANU WASTEWATER PRELIMINARY TREATMENT FACILITY | 47-305 KAHEKILI HWY | Kahaluu | HI | 96744 | C&C of Honolulu Dept of Environmental Services | 1000 Uluohia Street, Suite 308 | Kahaluu | HI | 96744 | R-1 | 1986-05-07 | Permanently Out of Use | 1997-07-02 | 5000 | Diesel
9-200134 | C&CH AHUIMANU WASTEWATER PRELIMINARY TREATMENT FACILITY | 47-305 KAHEKILI HWY | Kahaluu | HI | 96744 | C&C of Honolulu Dept of Environmental Services | 1000 Uluohia Street, Suite 308 | Kahaluu | HI | 96744 | M-2 | 1997-07-01 | Currently In Use |  | 6000 | Diesel
9-201670 | NURSERY ASSOCIATES, LTD. | 47-320 PULMA RD | Kaneohe | HI | 96744 | NURSERY ASSOCIATES, LTD. | P.O. BOX 1276 | Kaneohe | HI | 96744 | R-001 | 1966-04-22 | Permanently Out of Use |  | 2000 | Gasoline
9-200966 | WAIAU GENERATING STATION | 475 KAMEHAMEHA HWY | Pearl City | HI | 96782 | HAWAIIAN ELECTRIC CO., INC. | P.O. BOX 2750 | Pearl City | HI | 96782 | 87 | 1990-10-02 | Currently in Use |  | 8000 | Gasoline
9-200966 | WAIAU GENERATING STATION | 475 KAMEHAMEHA HWY | Pearl City | HI | 96782 | HAWAIIAN ELECTRIC CO., INC. | P.O. BOX 2750 | Pearl City | HI | 96782 | R-1 | 1963-04-30 | Permanently Out of Use | 1990-03-13 | 7500 | Gasoline
9-200966 | WAIAU GENERATING STATION | 475 KAMEHAMEHA HWY | Pearl City | HI | 96782 | HAWAIIAN ELECTRIC CO., INC. | P.O. BOX 2750 | Pearl City | HI | 96782 | R-2 | 1990-10-02 | Permanently Out of Use | 1990-03-01 | 8000 | Gasoline
9-601615 | GOODYEAR TIRE & RUBBER CO | 475 KILAUEA AVE | Hilo | HI | 96720 | GOODYEAR TIRE & RUBBER CO. |  | Hilo | HI | 96720 | R-1 | 1972-01-01 | Permanently Out of Use | 1993-05-04 | 550 | Used Oil
9-201990 | KAHALUU WASTEWATER PUMP STATION | 47-511 KAMEHAMEHA HWY | Kaneohe | HI | 96744 | C&C of Honolulu Dept of Environmental Services | 1000 Uluohia Street, Suite 308 | Kaneohe | HI | 96744 | M-1 | 1986-05-30 | Currently in Use |  | 1000 | Diesel
9-200331 | 7-Eleven Kahaluu | 47-515 KAMEHAMEHA HWY | Kahaluu | HI | 96744 | ALOHA PETROLEUM, LTD. | 1132 Bishop Street, Suite 1700 | Kahaluu | HI | 96744 | 3 | 1983-02-07 | Currently In Use |  | 8000 | Gasoline
9-200331 | 7-Eleven Kahaluu | 47-515 KAMEHAMEHA HWY | Kahaluu | HI | 96744 | ALOHA PETROLEUM, LTD. | 1132 Bishop Street, Suite 1700 | Kahaluu | HI | 96744 | 2 | 1983-02-07 | Currently In Use |  | 8000 | Gasohol
9-200331 | 7-Eleven Kahaluu | 47-515 KAMEHAMEHA HWY | Kahaluu | HI | 96744 | ALOHA PETROLEUM, LTD. | 1132 Bishop Street, Suite 1700 | Kahaluu | HI | 96744 | R-1 | 1983-02-07 | Permanently Out of Use | 1991-03-07 | 550 | Used Oil
9-200331 | 7-Eleven Kahaluu | 47-515 KAMEHAMEHA HWY | Kahaluu | HI | 96744 | ALOHA PETROLEUM, LTD. | 1132 Bishop Street, Suite 1700 | Kahaluu | HI | 96744 | 1 | 1983-02-07 | Currently In Use |  | 8000 | Gasohol
9-200331 | 7-Eleven Kahaluu | 47-515 KAMEHAMEHA HWY | Kahaluu | HI | 96744 | ALOHA PETROLEUM, LTD. | 1132 BISHOP STREET, SUITE 1700 | Kahaluu | HI | 96744 | R-1 | 1983-02-07 | Permanently Out of Use | 1991-03-07 | 550 | Used Oil
9-200331 | 7-Eleven Kahaluu | 47-515 KAMEHAMEHA HWY | Kahaluu | HI | 96744 | ALOHA PETROLEUM, LTD. | 1132 BISHOP STREET, SUITE 1700 | Kahaluu | HI | 96744 | 1 | 1983-02-07 | Currently In Use |  | 8000 | Gasohol
9-200331 | 7-Eleven Kahaluu | 47-515 KAMEHAMEHA HWY | Kahaluu | HI | 96744 | ALOHA PETROLEUM, LTD. | 1132 BISHOP STREET, SUITE 1700 | Kahaluu | HI | 96744 | 3 | 1983-02-07 | Currently In Use |  | 8000 | Gasoline
9-200331 | 7-Eleven Kahaluu | 47-515 KAMEHAMEHA HWY | Kahaluu | HI | 96744 | ALOHA PETROLEUM, LTD. | 1132 BISHOP STREET, SUITE 1700 | Kahaluu | HI | 96744 | 2 | 1983-02-07 | Currently In Use |  | 8000 | Gasohol
9-203510 | HYGIENIC STORE | 47-528 KAMEHAMEHA HWY | Kahaluu | HI | 96744 | HYGIENIC STORE | 47-528 KAMEHAMEHA HWY | Kahaluu | HI | 96744 | R-2 |  | Permanently Out of Use | 1999-03-01 | 1000 | Gasoline
9-203510 | HYGIENIC STORE | 47-528 KAMEHAMEHA HWY | Kahaluu | HI | 96744 | HYGIENIC STORE | 47-528 KAMEHAMEHA HWY | Kahaluu | HI | 96744 | R-4 |  | Permanently Out of Use | 1999-03-01 | 500 | Gasoline
9-203510 | HYGIENIC STORE | 47-528 KAMEHAMEHA HWY | Kahaluu | HI | 96744 | HYGIENIC STORE | 47-528 KAMEHAMEHA HWY | Kahaluu | HI | 96744 | R-1 |  | Permanently Out of Use | 1999-03-01 | 1000 | Gasoline
9-203510 | HYGIENIC STORE | 47-528 KAMEHAMEHA HWY | Kahaluu | HI | 96744 | HYGIENIC STORE | 47-528 KAMEHAMEHA HWY | Kahaluu | HI | 96744 | R-3 |  | Permanently Out of Use | 1999-03-01 | 1000 | Gasoline
9-200503 | KAHALUU CENTRAL OFFICE | 47-531 LULANI ST | Kaneohe | HI | 96744 | Hawaiian Telcom | P.O. Box 2200 | Kaneohe | HI | 96744 | R-1 | 1985-05-07 | Permanently Out of Use | 1997-10-08 | 550 | Diesel
9-200503 | KAHALUU CENTRAL OFFICE | 47-531 LULANI ST | Kaneohe | HI | 96744 | Hawaiian Telcom | P.O. Box 2200 | Kaneohe | HI | 96744 | M-2 | 1997-10-01 | Currently In Use |  | 600 | Diesel
9-201103 | H & H CHEVRON | 47-537 KAMEHAMEHA HWY | Kaneohe | HI | 96744 | CHEVRON PRODUCTS COMPANY | 91-480 MALAKOLE ST. | Kaneohe | HI | 96744 | R-4 | 1959-07-19 | Permanently Out of Use |  | 2000 | Diesel
9-201103 | H & H CHEVRON | 47-537 KAMEHAMEHA HWY | Kaneohe | HI | 96744 | CHEVRON PRODUCTS COMPANY | 91-480 MALAKOLE ST. | Kaneohe | HI | 96744 | R-5 | 1959-07-19 | Permanently Out of Use |  | 550 | Used Oil
9-201103 | H & H CHEVRON | 47-537 KAMEHAMEHA HWY | Kaneohe | HI | 96744 | CHEVRON PRODUCTS COMPANY | 91-480 MALAKOLE ST. | Kaneohe | HI | 96744 | R-3 |  | Permanently Out of Use |  | 10000 | Gasoline
9-201103 | H & H CHEVRON | 47-537 KAMEHAMEHA HWY | Kaneohe | HI | 96744 | CHEVRON PRODUCTS COMPANY | 91-480 MALAKOLE ST. | Kaneohe | HI | 96744 | R-1 | 1978-07-18 | Permanently Out of Use |  | 6000 | Gasoline
9-201103 | H & H CHEVRON | 47-537 KAMEHAMEHA HWY | Kaneohe | HI | 96744 | CHEVRON PRODUCTS COMPANY | 91-480 MALAKOLE ST. | Kaneohe | HI | 96744 | R-2 | 1971-07-19 | Permanently Out of Use |  | 10000 | Gasoline
9-700437 | kauai County KAPAA FIRE STATION | 4-757 KUHIO HWY | Kapaa | HI | 96746 | KAUAI COUNTY - DEPT OF PUBLIC WORKS | 444 RICE ST. , STE 275 MAIKEHA BLDG | Kapaa | HI | 96746 | R-G-48128 | 1976-06-05 | Permanently Out of Use | 1998-10-12 | 550 | Diesel
9-200926 | GAS EXPRESS 53 | 47-703 KAMEHAMEHA HWY | Kaneohe | HI | 96744 | BHP HAWAII INC. | P.O. BOX 3379 | Kaneohe | HI | 96744 | 3 | 1969-05-06 | Permanently Out of Use | 1996-03-20 | 3000 | Gasoline
9-200926 | GAS EXPRESS 53 | 47-703 KAMEHAMEHA HWY | Kaneohe | HI | 96744 | BHP HAWAII INC. | P.O. BOX 3379 | Kaneohe | HI | 96744 | 2 | 1969-05-06 | Permanently Out of Use | 1996-03-20 | 6000 | Gasoline
9-200926 | GAS EXPRESS 53 | 47-703 KAMEHAMEHA HWY | Kaneohe | HI | 96744 | BHP HAWAII INC. | P.O. BOX 3379 | Kaneohe | HI | 96744 | 4 | 1969-05-06 | Permanently Out of Use | 1996-03-20 | 6000 | Gasoline
9-200926 | GAS EXPRESS 53 | 47-703 KAMEHAMEHA HWY | Kaneohe | HI | 96744 | BHP HAWAII INC. | P.O. BOX 3379 | Kaneohe | HI | 96744 | 1 | 1969-05-06 | Permanently Out of Use | 1996-03-20 | 12000 | Gasoline
9-101443 | HI DOT HARBORS DIVISION | 48 SAND ISLAND RD | Honolulu | HI | 96819 | DOT-Harbors Division | 48 Sand Island Road | Honolulu | HI | 96819 | r-3 | 1972-02-21 | Permanently Out of Use | 1989-02-01 | 1000 | Diesel
9-101443 | HI DOT HARBORS DIVISION | 48 SAND ISLAND RD | Honolulu | HI | 96819 | DOT-Harbors Division | 48 Sand Island Road | Honolulu | HI | 96819 | DIESEL | 1989-06-15 | Currently In Use |  | 2500 | Diesel
9-101443 | HI DOT HARBORS DIVISION | 48 SAND ISLAND RD | Honolulu | HI | 96819 | DOT-Harbors Division | 48 Sand Island Road | Honolulu | HI | 96819 | 4-87 | 1989-06-15 | Currently In Use |  | 2500 | Gasoline
9-101443 | HI DOT HARBORS DIVISION | 48 SAND ISLAND RD | Honolulu | HI | 96819 | DOT-Harbors Division | 48 Sand Island Road | Honolulu | HI | 96819 | R-2 | 1985-08-13 | Permanently Out of Use | 1995-05-31 | 1000 | Gasoline
9-101443 | HI DOT HARBORS DIVISION | 48 SAND ISLAND RD | Honolulu | HI | 96819 | DOT-Harbors Division | 48 Sand Island Road | Honolulu | HI | 96819 | r-1 | 1971-02-21 | Permanently Out of Use | 1989-02-01 | 2000 | Gasoline
9-101443 | HI DOT HARBORS DIVISION | 48 SAND ISLAND RD | Honolulu | HI | 96819 | DOT-Harbors Division | 48 Sand Island Road | Honolulu | HI | 96819 | 5-87 | 1995-08-24 | Currently In Use |  | 2500 | Gasoline
9-602453 | MAUNA KEA ELECTRIC INC | 48 WIWOOLE ST | Hilo | HI | 96720 | MAUNA KEA ELECTRIC INC | 48 WIWOOLE ST | Hilo | HI | 96720 | R-1 |  | Permanently Out of Use | 1993-02-04 | 1000 | Gasoline
9-502457 | SEABURY HALL | 480 OLINDA RD | Makawao | HI | 96768 | SEABURY HALL | 480 OLINDA RD | Makawao | HI | 96768 | 2 | 1940-01-01 | Permanently Out of Use | 1960-12-01 | 1000 | Gasoline
9-502457 | SEABURY HALL | 480 OLINDA RD | Makawao | HI | 96768 | SEABURY HALL | 480 OLINDA RD | Makawao | HI | 96768 | R-1 |  | Permanently Out of Use | 1994-02-27 | 1000 | Gasoline
9-502457 | SEABURY HALL | 480 OLINDA RD | Makawao | HI | 96768 | SEABURY HALL | 480 OLINDA RD | Makawao | HI | 96768 | r-3 |  | Permanently Out of Use | 2006-06-08 | 510 | Not Listed
9-501756 | KIHEI WWTP | 480 WELEKAHAO RD/PIILANI HWY | Kihei | HI | 96753 | COUNTY OF MAUI - PUBLIC WORKS & WASTE MANAGEMENT | 200 S HIGH ST | Kihei | HI | 96753 | R-M-1 | 1974-12-31 | Permanently Out of Use | 1998-08-20 | 700 | Diesel
9-700689 | SAMUEL MAHELONA MEMORIAL HOSP. | 4800 KAWAIHAU RD | Kapaa | HI | 96746 | Hawaii Health Care Systems Corp. |  | Kapaa | HI | 96746 | R-2 | 1951-05-14 | Permanently Out of Use | 1986-03-13 | 2500 | Other
9-700689 | SAMUEL MAHELONA MEMORIAL HOSP. | 4800 KAWAIHAU RD | Kapaa | HI | 96746 | Hawaii Health Care Systems Corp. |  | Kapaa | HI | 96746 | 1 | 1985-05-13 | Currently in Use |  | 10000 | Diesel
9-700689 | SAMUEL MAHELONA MEMORIAL HOSP. | 4800 KAWAIHAU RD | Kapaa | HI | 96746 | Hawaii Health Care Systems Corp. |  | Kapaa | HI | 96746 | R-1 | 1951-01-01 | Permanently Out of Use | 1993-09-02 | 600 | Gasoline
9-101201 | 7-11 MOANALUA | 4805 BOUGAINVILLE DR | Honolulu | HI | 96818 | Mid Pac Petroleum LLC | 1100 Alakea Street, 8th floor | Honolulu | HI | 96818 | R-2 | 1983-04-05 | Permanently Out of Use | 1998-08-21 | 6000 | Gasoline
9-101201 | 7-11 MOANALUA | 4805 BOUGAINVILLE DR | Honolulu | HI | 96818 | Mid Pac Petroleum LLC | 1100 Alakea Street, 8th floor | Honolulu | HI | 96818 | R-1 | 1983-04-05 | Permanently Out of Use | 1998-08-21 | 6000 | Gasoline
9-101201 | 7-11 MOANALUA | 4805 BOUGAINVILLE DR | Honolulu | HI | 96818 | Mid Pac Petroleum LLC | 1100 Alakea Street, 8th floor | Honolulu | HI | 96818 | 87 | 1998-09-01 | Currently In Use |  | 10000 | Gasoline
9-101201 | 7-11 MOANALUA | 4805 BOUGAINVILLE DR | Honolulu | HI | 96818 | Mid Pac Petroleum LLC | 1100 Alakea Street, 8th floor | Honolulu | HI | 96818 | 92 | 1998-09-01 | Currently In Use |  | 10000 | Gasoline
9-101201 | 7-11 MOANALUA | 4805 BOUGAINVILLE DR | Honolulu | HI | 96818 | Mid Pac Petroleum LLC | 1100 Alakea Street, 8th floor | Honolulu | HI | 96818 | R-3 | 1983-04-05 | Permanently Out of Use | 1998-08-21 | 6000 | Gasoline
9-500666 | Kula AUTO LLC @ CALASA Garage | 4836 Lower Kula Rd | Kula | HI | 96790 | Kula Auto LLC | 4836 Lower Kula Road | Kula | HI | 96790 | DSL | 1990-05-19 | Currently In Use |  | 2000 | Diesel
9-500666 | Kula AUTO LLC @ CALASA Garage | 4836 Lower Kula Rd | Kula | HI | 96790 | Kula Auto LLC | 4836 Lower Kula Road | Kula | HI | 96790 | R-04 |  | Permanently Out of Use | 1990-04-30 | 500 | Not Listed
9-500666 | Kula AUTO LLC @ CALASA Garage | 4836 Lower Kula Rd | Kula | HI | 96790 | Kula Auto LLC | 4836 Lower Kula Road | Kula | HI | 96790 | R-01 | 1976-05-01 | Permanently Out of Use |  | 2000 | Gasoline
9-500666 | Kula AUTO LLC @ CALASA Garage | 4836 Lower Kula Rd | Kula | HI | 96790 | Kula Auto LLC | 4836 Lower Kula Road | Kula | HI | 96790 | 87 | 1990-05-19 | Currently In Use |  | 5000 | Gasoline
9-500666 | Kula AUTO LLC @ CALASA Garage | 4836 Lower Kula Rd | Kula | HI | 96790 | Kula Auto LLC | 4836 Lower Kula Road | Kula | HI | 96790 | R-02 | 1982-05-01 | Permanently Out of Use |  | 3100 | Gasoline
9-102885 | ALA WAI GOLF COURSE | 484 KAPAHULU AVE | Honolulu | HI | 96816 | C&C OF HNL - ALA WAI GOLF COURSE | 484 KAPAHULU AVENUE | Honolulu | HI | 96816 | R-2 |  | Permanently Out of Use | 1993-10-25 | 1000 | Diesel
9-102885 | ALA WAI GOLF COURSE | 484 KAPAHULU AVE | Honolulu | HI | 96816 | C&C OF HNL - ALA WAI GOLF COURSE | 484 KAPAHULU AVENUE | Honolulu | HI | 96816 | R-3 |  | Permanently Out of Use | 1993-11-16 | 250 | Used Oil
9-102885 | ALA WAI GOLF COURSE | 484 KAPAHULU AVE | Honolulu | HI | 96816 | C&C OF HNL - ALA WAI GOLF COURSE | 484 KAPAHULU AVENUE | Honolulu | HI | 96816 | R-1 |  | Permanently Out of Use | 1993-10-25 | 3000 | Gasoline
9-501570 | MAUI MEMORIAL PARK, INC. | 485 WAIALE DR | Wailuku | HI | 96793 | MAUI FUNERAL TRUST | P. O. BOX 1440 | Wailuku | HI | 96793 | R-2 |  | Permanently Out of Use | 1991-07-12 | 2500 | Gasoline
9-501570 | MAUI MEMORIAL PARK, INC. | 485 WAIALE DR | Wailuku | HI | 96793 | MAUI FUNERAL TRUST | P. O. BOX 1440 | Wailuku | HI | 96793 | R-1 |  | Permanently Out of Use | 1991-07-12 | 1000 | Gasoline
9-500769 | MAUI LAND & PINEAPPLE CO LTD HONOLUA | 4900 HONOAPIILANI HWY | Lahaina | HI | 96761 | MAUI LAND & PINEAPPLE CO., LTD. | P.O. BOX 187 | Lahaina | HI | 96761 | R-3 | 1978-04-28 | Permanently Out of Use | 1998-04-21 | 1000 | Used Oil
9-500769 | MAUI LAND & PINEAPPLE CO LTD HONOLUA | 4900 HONOAPIILANI HWY | Lahaina | HI | 96761 | MAUI LAND & PINEAPPLE CO., LTD. | P.O. BOX 187 | Lahaina | HI | 96761 | R-1 | 1978-04-28 | Permanently Out of Use | 1994-05-18 | 12000 | Diesel
9-500769 | MAUI LAND & PINEAPPLE CO LTD HONOLUA | 4900 HONOAPIILANI HWY | Lahaina | HI | 96761 | MAUI LAND & PINEAPPLE CO., LTD. | P.O. BOX 187 | Lahaina | HI | 96761 | R-2 | 1978-04-28 | Permanently Out of Use | 1994-05-18 | 5000 | Gasoline
9-701682 | KAPAA BASE YARD | 4900 KAHUA RD | Kapaa | HI | 96746 | KAUAI COUNTY - DEPT OF PUBLIC WORKS | 444 RICE ST. , STE 275 MAIKEHA BLDG | Kapaa | HI | 96746 | R-72-17760 | 1982-06-05 | Permanently Out of Use | 1998-10-07 | 2000 | Diesel
9-701682 | KAPAA BASE YARD | 4900 KAHUA RD | Kapaa | HI | 96746 | KAUAI COUNTY - DEPT OF PUBLIC WORKS | 444 RICE ST. , STE 275 MAIKEHA BLDG | Kapaa | HI | 96746 | R-742-1777 | 1982-06-05 | Permanently Out of Use | 1998-10-07 | 4000 | Gasoline
9-202950 | KUALOA REGIONAL PARK MAINTENANCE | 49-479 KAMEHAMEHA HWY | Kualoa | HI | 96730 | C&C OF HNL - DEPT OF DESIGN & CONSTRUCTION | 650 S KING ST 2ND FLOOR | Kualoa | HI | 96730 | R-2 | 1977-06-01 | Permanently Out of Use | 1993-09-15 | 1000 | Gasoline
9-202950 | KUALOA REGIONAL PARK MAINTENANCE | 49-479 KAMEHAMEHA HWY | Kualoa | HI | 96730 | C&C OF HNL - DEPT OF DESIGN & CONSTRUCTION | 650 S KING ST 2ND FLOOR | Kualoa | HI | 96730 | R-1 | 1977-06-01 | Permanently Out of Use | 1993-09-15 | 1000 | Gasoline
9-202986 | BATTERY AVERY J. COOPER | 49-560 KAMEHAMEHA HWY | Kaaawa | HI | 96730 | U.S. ARMY CORPS OF ENGINEERS | PACIFIC OCEAN DIVISION / CE-POD-ED-EH | Kaaawa | HI | 96730 | R-1 | 1940-01-01 | Permanently Out of Use | 1945-01-01 | 150 | Other
9-100140 | KAHALA WASTEWATER PUMP STATION | 4975 KAHALA AVE | Honolulu | HI | 96816 | C&C HNL - DEPT OF ENVIRONMENTAL SERVICES | 1000 ULU'OHIA STREET, SUITE 308 | Honolulu | HI | 96816 | M-1 | 1986-05-07 | Currently in Use |  | 2000 | Diesel
9-100851 | WAIALAE COUNTRY CLUB | 4997 KAHALA AVE. | Honolulu | HI | 96816 | WAIALAE COUNTRY CLUB | 4997 KAHALA AVE | Honolulu | HI | 96816 | 87 | 1990-11-09 | Currently in Use |  | 550 | Gasoline
9-100851 | WAIALAE COUNTRY CLUB | 4997 KAHALA AVE. | Honolulu | HI | 96816 | WAIALAE COUNTRY CLUB | 4997 KAHALA AVE | Honolulu | HI | 96816 | 002 | 1990-11-09 | Currently in Use |  | 550 | Diesel
9-100851 | WAIALAE COUNTRY CLUB | 4997 KAHALA AVE. | Honolulu | HI | 96816 | WAIALAE COUNTRY CLUB | 4997 KAHALA AVE | Honolulu | HI | 96816 | R-001 | 1956-03-21 | Permanently Out of Use | 1990-11-08 | 500 | Not Listed
9-503896 | Aloha Island Mart Kahului | 50 Pakaula St | Kahului | HI | 96732 | ALOHA PETROLEUM, LTD. | 1132 BISHOP STREET, SUITE 1700 | Kahului | HI | 96732 | 1 | 2011-05-23 | Currently in Use |  | 13800 | Gasoline
9-503896 | Aloha Island Mart Kahului | 50 Pakaula St | Kahului | HI | 96732 | ALOHA PETROLEUM, LTD. | 1132 BISHOP STREET, SUITE 1700 | Kahului | HI | 96732 | 2 | 2011-05-23 | Currently in Use |  | 13800 | Gasoline
9-602474 | HILO MECHANICAL | 50 HOLOMUA ST | Hilo | HI | 96720 | HILO MECHANICAL | 50 HOLOMUA ST | Hilo | HI | 96720 | R-1 |  | Permanently Out of Use |  | 550 | Gasoline
9-602724 | ASAKURA BROTHERS LTD. | 50 KEAA ST | Hilo | HI | 96720 | ASAKURA BROTHERS LTD. | 2505 KEKUANONI ST | Hilo | HI | 96720 | R-1 |  | Permanently Out of Use |  | 10000 | Gasoline
9-601743 | Big Island Energy Co LLC dba AKANA PETROLEUM INC. | 50 KUKILA ST | Hilo | HI | 96720 | Big Island Energy Co llc aka Akana Petroleum | 50 Kukila Street | Hilo | HI | 96720 | 92 | 1988-03-01 | Currently in Use |  | 10000 | Gasoline
9-601743 | Big Island Energy Co LLC dba AKANA PETROLEUM INC. | 50 KUKILA ST | Hilo | HI | 96720 | Big Island Energy Co llc aka Akana Petroleum | 50 Kukila Street | Hilo | HI | 96720 | 87 | 1988-03-01 | Currently in Use |  | 10000 | Gasoline
9-601743 | Big Island Energy Co LLC dba AKANA PETROLEUM INC. | 50 KUKILA ST | Hilo | HI | 96720 | Big Island Energy Co llc aka Akana Petroleum | 50 Kukuila Street | Hilo | HI | 96720 | 87 | 1988-03-01 | Currently in Use |  | 10000 | Gasoline
9-601743 | Big Island Energy Co LLC dba AKANA PETROLEUM INC. | 50 KUKILA ST | Hilo | HI | 96720 | Big Island Energy Co llc aka Akana Petroleum | 50 Kukuila Street | Hilo | HI | 96720 | 98358 | 1988-03-01 | Currently in Use |  | 10000 | Diesel
9-601743 | Big Island Energy Co LLC dba AKANA PETROLEUM INC. | 50 KUKILA ST | Hilo | HI | 96720 | Big Island Energy Co llc aka Akana Petroleum | 50 Kukuila Street | Hilo | HI | 96720 | 92 | 1988-03-01 | Currently in Use |  | 10000 | Gasoline
9-601743 | Big Island Energy Co LLC dba AKANA PETROLEUM INC. | 50 KUKILA ST | Hilo | HI | 96720 | Big Island Energy Co llc aka Akana Petroleum | 50 Kukila Street | Hilo | HI | 96720 | 98358 | 1988-03-01 | Currently in Use |  | 10000 | Diesel
9-601038 | HI DOT HIGHWAYS DIVISION | 50 MAKAALA ST | Hilo | HI | 96720 | STATE DOT - HIGHWAYS DIVISION |  | Hilo | HI | 96720 | R-1 | 1961-05-05 | Permanently Out of Use | 1994-05-12 | 1000 | Gasoline
9-601038 | HI DOT HIGHWAYS DIVISION | 50 MAKAALA ST | Hilo | HI | 96720 | STATE DOT - HIGHWAYS DIVISION |  | Hilo | HI | 96720 | R-2 | 1961-05-05 | Permanently Out of Use | 1994-05-12 | 2600 | Diesel
9-601038 | HI DOT HIGHWAYS DIVISION | 50 MAKAALA ST | Hilo | HI | 96720 | STATE DOT - HIGHWAYS DIVISION |  | Hilo | HI | 96720 | R-3 | 1979-05-06 | Permanently Out of Use | 1994-05-12 | 2300 | Gasoline
9-100870 | HFFC - LOT 2 (PMID 010101) | 50 SAND ISLAND ACCESS RD | Honolulu | HI | 96819 | HON. FUELING FACILITIES CORP. | 3071 AOLELE ST | Honolulu | HI | 96819 | R-SL1 | 1975-05-09 | Permanently Out of Use | 1989-11-30 | 1000 | Other
9-100870 | HFFC - LOT 2 (PMID 010101) | 50 SAND ISLAND ACCESS RD | Honolulu | HI | 96819 | HON. FUELING FACILITIES CORP. | 3071 AOLELE ST | Honolulu | HI | 96819 | R-SL2 | 1975-05-09 | Permanently Out of Use | 1989-11-30 | 1000 | Other
9-101711 | AA ELECTRIC, LTD. | 500 ALA KAWA ST, APT #100 | Honolulu | HI | 96817 | AA ELECTRIC, LTD. | 500 ALA KAWA ST., APT. #100 | Honolulu | HI | 96817 | R-1 |  | Permanently Out of Use |  | 1000 | Gasoline
9-103270 | TED'S WIRING SERVICE, LTD. | 500 ALA KAWA ST, SUITE 222 | Honolulu | HI | 96817 | TED'S WIRING SERVICE, LTD. | 500 Ala Kawa St | Honolulu | HI | 96817 | 2 | 1987-10-01 | Currently In Use |  | 1000 | Diesel
9-103270 | TED'S WIRING SERVICE, LTD. | 500 ALA KAWA ST, SUITE 222 | Honolulu | HI | 96817 | TED'S WIRING SERVICE, LTD. | 500 Ala Kawa St | Honolulu | HI | 96817 | 87 | 1987-10-01 | Currently In Use |  | 2000 | Gasoline
9-101732 | A T & T COMMUNICATION, INC. | 500 ALA MOANA BLVD. #210 | Honolulu | HI | 96813 | A T & T COMMUNICATIONS CORP | 227 WEST MONROE, SUITE 2240 | Honolulu | HI | 96813 | M-1 | 1998-03-01 | Currently In Use |  | 8000 | Diesel
9-101732 | A T & T COMMUNICATION, INC. | 500 ALA MOANA BLVD. #210 | Honolulu | HI | 96813 | A T & T COMMUNICATIONS CORP | 227 WEST MONROE, SUITE 2240 | Honolulu | HI | 96813 | R-M-1 | 1987-11-17 | Permanently Out of Use | 1998-01-21 | 6000 | Diesel
9-101732 | A T & T COMMUNICATION, INC. | 500 ALA MOANA BLVD. #210 | Honolulu | HI | 96813 | A T & T COMMUNICATIONS CORP | 227 WEST MONROE, SUITE 2240 | Honolulu | HI | 96813 | M-2 | 2000-10-05 | Currently In Use |  | 6000 | Diesel
9-101732 | A T & T COMMUNICATION, INC. | 500 ALA MOANA BLVD. #210 | Honolulu | HI | 96813 | AT & T Communications, Inc. | 308 S. Akard Street Room 1700 | Honolulu | HI | 96813 | M-1 | 1998-03-01 | Currently In Use |  | 8000 | Diesel
9-101732 | A T & T COMMUNICATION, INC. | 500 ALA MOANA BLVD. #210 | Honolulu | HI | 96813 | At&T | 308 S Akard St Room 1700 | Honolulu | HI | 96813 | R-M-1 | 1987-11-17 | Permanently Out of Use | 1998-01-21 | 6000 | Diesel
9-101732 | A T & T COMMUNICATION, INC. | 500 ALA MOANA BLVD. #210 | Honolulu | HI | 96813 | AT & T Communications, Inc. | 308 S. Akard Street Room 1700 | Honolulu | HI | 96813 | M-2 | 2000-10-05 | Currently In Use |  | 6000 | Diesel
9-101732 | A T & T COMMUNICATION, INC. | 500 ALA MOANA BLVD. #210 | Honolulu | HI | 96813 | At&T | 308 S Akard St Room 1700 | Honolulu | HI | 96813 | M-2 | 2000-10-05 | Currently In Use |  | 6000 | Diesel
9-101732 | A T & T COMMUNICATION, INC. | 500 ALA MOANA BLVD. #210 | Honolulu | HI | 96813 | AT & T Communications, Inc. | 308 S. Akard Street Room 1700 | Honolulu | HI | 96813 | R-M-1 | 1987-11-17 | Permanently Out of Use | 1998-01-21 | 6000 | Diesel
9-101732 | A T & T COMMUNICATION, INC. | 500 ALA MOANA BLVD. #210 | Honolulu | HI | 96813 | At&T | 308 S Akard St Room 1700 | Honolulu | HI | 96813 | M-1 | 1998-03-01 | Currently In Use |  | 8000 | Diesel
9-600730 | THEO H. DAVIES | 500 KALANIANAOLE AVE | Hilo | HI | 96720 | K. TANIGUCHI, LTD | 50 E. PUAINAKO ST | Hilo | HI | 96720 | R-2 | 1976-01-07 | Permanently Out of Use |  | 2000 | Gasoline
9-600730 | THEO H. DAVIES | 500 KALANIANAOLE AVE | Hilo | HI | 96720 | K. TANIGUCHI, LTD | 50 E. PUAINAKO ST | Hilo | HI | 96720 | R-1 | 1976-01-07 | Permanently Out of Use |  | 1000 | Diesel
9-501584 | HONOLUA STORE | 500 OFFICE RD | Kapalua | HI | 96761 | KAPALUA LAND CO., LTD. | P. O. BOX 188 | Kapalua | HI | 96761 | R-2 | 1932-12-30 | Permanently Out of Use | 1992-09-01 | 800 | Gasoline
9-501584 | HONOLUA STORE | 500 OFFICE RD | Kapalua | HI | 96761 | KAPALUA LAND CO., LTD. | P. O. BOX 188 | Kapalua | HI | 96761 | R-1 | 1932-12-30 | Permanently Out of Use | 1992-09-01 | 1000 | Gasoline
9-500771 | KAPALUA LAND CO., LTD. | 500 OFFICE RD / (RITZ-CARLTON HOTEL) | Lahaina | HI | 96761 | KAPALUA LAND CO., LTD. | P. O. BOX 188 | Lahaina | HI | 96761 | R-1 | 1975-05-02 | Permanently Out of Use |  | 3000 | Gasoline
9-500771 | KAPALUA LAND CO., LTD. | 500 OFFICE RD / (RITZ-CARLTON HOTEL) | Lahaina | HI | 96761 | KAPALUA LAND CO., LTD. | P. O. BOX 188 | Lahaina | HI | 96761 | R-3 | 1975-05-02 | Permanently Out of Use |  | 2000 | Diesel
9-500771 | KAPALUA LAND CO., LTD. | 500 OFFICE RD / (RITZ-CARLTON HOTEL) | Lahaina | HI | 96761 | KAPALUA LAND CO., LTD. | P. O. BOX 188 | Lahaina | HI | 96761 | R-2 | 1975-05-02 | Permanently Out of Use |  | 2000 | Gasoline
9-101960 | KAHALA HILTON Hotel | 5000 KAHALA AVE | Honolulu | HI | 96816 | Kahala Hotel and Resort | 5000 KAHALA AVE | Honolulu | HI | 96816 | R-01 |  | Permanently Out of Use | 1989-12-13 | 7500 | Diesel
9-103403 | LUNALILO HOME | 501 KEKAULUOHI ST | Honolulu | HI | 96825 | LUNALILO TRUST | 567 SOUTH KING ST, SUITE 160 | Honolulu | HI | 96825 | R-2 |  | Permanently Out of Use | 1998-04-30 | 1000 | Diesel
9-103403 | LUNALILO HOME | 501 KEKAULUOHI ST | Honolulu | HI | 96825 | LUNALILO TRUST | 567 SOUTH KING ST, SUITE 160 | Honolulu | HI | 96825 | R-1 |  | Permanently Out of Use | 1998-04-30 | 550 | Diesel
9-203728 | KAILUA HEIGHTS WASTEWATER PUMP STATION | 504 Auwina St | Kailua | HI | 96734 | C&C of Honolulu Dept of Environmental Services | 1000 Uluohia Street, Suite 308 | Kailua | HI | 96734 | M-1 | 2000-04-05 | Currently In Use |  | 2500 | Diesel
9-101259 | LANCE GOYA CHEVRON | 504 N SCHOOL ST | Honolulu | HI | 96817 | CHEVRON PRODUCTS COMPANY | 91-480 MALAKOLE ST. | Honolulu | HI | 96817 | R-T6 |  | Permanently Out of Use | 2002-10-06 | 550 | Gasoline
9-101259 | LANCE GOYA CHEVRON | 504 N SCHOOL ST | Honolulu | HI | 96817 | CHEVRON PRODUCTS COMPANY | 91-480 MALAKOLE ST. | Honolulu | HI | 96817 | R-4A | 1961-05-01 | Permanently Out of Use | 1982-01-01 | 550 | Used Oil
9-101259 | LANCE GOYA CHEVRON | 504 N SCHOOL ST | Honolulu | HI | 96817 | CHEVRON PRODUCTS COMPANY | 91-480 MALAKOLE ST. | Honolulu | HI | 96817 | R-T4 |  | Permanently Out of Use | 2002-10-06 | 1000 | Used Oil
9-101259 | LANCE GOYA CHEVRON | 504 N SCHOOL ST | Honolulu | HI | 96817 | CHEVRON PRODUCTS COMPANY | 91-480 MALAKOLE ST. | Honolulu | HI | 96817 | R-2 | 1961-05-01 | Permanently Out of Use | 1982-01-01 | 5000 | Gasoline
9-101259 | LANCE GOYA CHEVRON | 504 N SCHOOL ST | Honolulu | HI | 96817 | CHEVRON PRODUCTS COMPANY | 91-480 MALAKOLE ST. | Honolulu | HI | 96817 | R-1 | 1961-05-01 | Permanently Out of Use | 1982-01-01 | 7000 | Gasoline
9-101259 | LANCE GOYA CHEVRON | 504 N SCHOOL ST | Honolulu | HI | 96817 | CHEVRON PRODUCTS COMPANY | 91-480 MALAKOLE ST. | Honolulu | HI | 96817 | R-4B | 1981-12-01 | Permanently Out of Use | 1997-07-01 | 1000 | Used Oil
9-101259 | LANCE GOYA CHEVRON | 504 N SCHOOL ST | Honolulu | HI | 96817 | CHEVRON PRODUCTS COMPANY | 91-480 MALAKOLE ST. | Honolulu | HI | 96817 | R-92 | 1981-12-01 | Permanently Out of Use | 2002-10-06 | 10000 | Gasoline
9-101259 | LANCE GOYA CHEVRON | 504 N SCHOOL ST | Honolulu | HI | 96817 | CHEVRON PRODUCTS COMPANY | 91-480 MALAKOLE ST. | Honolulu | HI | 96817 | R-89 | 1981-12-01 | Permanently Out of Use | 2002-10-06 | 10000 | Gasoline
9-101259 | LANCE GOYA CHEVRON | 504 N SCHOOL ST | Honolulu | HI | 96817 | CHEVRON PRODUCTS COMPANY | 91-480 MALAKOLE ST. | Honolulu | HI | 96817 | R-87 | 1981-12-01 | Permanently Out of Use | 2002-10-06 | 10000 | Gasoline
9-101259 | LANCE GOYA CHEVRON | 504 N SCHOOL ST | Honolulu | HI | 96817 | CHEVRON PRODUCTS COMPANY | 91-480 MALAKOLE ST. | Honolulu | HI | 96817 | R-T5 |  | Permanently Out of Use | 2002-10-06 | 550 | Gasoline
9-101259 | LANCE GOYA CHEVRON | 504 N SCHOOL ST | Honolulu | HI | 96817 | CHEVRON PRODUCTS COMPANY | 91-480 MALAKOLE ST. | Honolulu | HI | 96817 | R-3 | 1961-05-01 | Permanently Out of Use | 1982-01-01 | 2000 | Gasoline
9-503732 | MAKENA WASTEWATER PUMP STATION | 5045 MAKENA ALANUI ROAD | Kihei | HI | 96753 | ATC Makena WTP Services Corp | 1100 Alakea St 27th floor | Kihei | HI | 96753 | M-MLP5 | 2000-10-01 | Currently In Use |  | 600 | Diesel
9-503732 | MAKENA WASTEWATER PUMP STATION | 5045 MAKENA ALANUI ROAD | Kihei | HI | 96753 | ATC Makena WTP Services Corp | 1100 Alakea St 27th floor | Kihei | HI | 96753 | M-MP P5 | 2000-10-01 | Currently In Use |  | 1000 | Diesel
9-503732 | MAKENA WASTEWATER PUMP STATION | 5045 MAKENA ALANUI ROAD | Kihei | HI | 96753 | ATC Makena WTP Services Corp | 1100 Alakea St 27th floor | Kihei | HI | 96753 | M-WWRF | 2000-10-01 | Currently In Use |  | 2000 | Diesel
9-503732 | MAKENA WASTEWATER PUMP STATION | 5045 MAKENA ALANUI ROAD | Kihei | HI | 96753 | ATC Makena WTP Services Corp | 1100 Alakea St 27th floor | Kihei | HI | 96753 | M-MU-P5 | 2000-10-01 | Currently In Use |  | 1000 | Diesel
9-100100 | C&CH WAILUPE FIRE STATION | 5046 KALANIANAOLE HWY | Honolulu | HI | 96821 | C&C HNL Fire Dept | 636 South St | Honolulu | HI | 96821 | R-1 | 1950-09-02 | Permanently Out of Use | 1991-02-28 | 550 | Diesel
9-100100 | C&CH WAILUPE FIRE STATION | 5046 KALANIANAOLE HWY | Honolulu | HI | 96821 | C&CH HNL Fire Dept | 560 S King St | Honolulu | HI | 96821 | 87 | 1991-03-30 | Currently In Use |  | 1000 | Diesel
9-100100 | C&CH WAILUPE FIRE STATION | 5046 KALANIANAOLE HWY | Honolulu | HI | 96821 | C&CH HNL Fire Dept | 560 S King St | Honolulu | HI | 96821 | R-1 | 1950-09-02 | Permanently Out of Use | 1991-02-28 | 550 | Diesel
9-100100 | C&CH WAILUPE FIRE STATION | 5046 KALANIANAOLE HWY | Honolulu | HI | 96821 | C&C HNL Fire Dept | 636 South St | Honolulu | HI | 96821 | 87 | 1991-03-30 | Currently In Use |  | 1000 | Diesel
9-101339 | GENERAL TIRE SERVICE | 505 WAIAKAMILO RD | Honolulu | HI | 96817 | GENERAL TIRE, INC. | ONE GENERAL St | Honolulu | HI | 96817 | R-01 | 1966-05-08 | Permanently Out of Use | 1988-03-01 | 250 | Other
9-100248 | DCL - HONOLULU SHIP SUPPLY | 506 AHUI ST | Honolulu | HI | 96813 | DCL - HONOLULU SHIP SUPPLY CO. | 506 AHUI ST | Honolulu | HI | 96813 | R-1 | 1980-03-17 | Permanently Out of Use | 1994-01-12 | 1000 | Gasoline
9-100248 | DCL - HONOLULU SHIP SUPPLY | 506 AHUI ST | Honolulu | HI | 96813 | DCL - HONOLULU SHIP SUPPLY CO. | 506 AHUI ST | Honolulu | HI | 96813 | R-2 | 1980-03-17 | Permanently Out of Use | 1994-01-12 | 1000 | Gasoline
9-502790 | KIHEI Gas, Kar Wash & Kwik Stop | 51 E LIPOA ST | Kihei | HI | 96753 | KIKUYAMA ENTERPRISES | 51 E LIPOA ST | Kihei | HI | 96753 | 89 | 1989-05-19 | Currently in Use |  | 10000 | Gasoline
9-502790 | KIHEI Gas, Kar Wash & Kwik Stop | 51 E LIPOA ST | Kihei | HI | 96753 | KIKUYAMA ENTERPRISES | 51 E LIPOA ST | Kihei | HI | 96753 | 92 | 1989-05-19 | Currently in Use |  | 10000 | Gasoline
9-502790 | KIHEI Gas, Kar Wash & Kwik Stop | 51 E LIPOA ST | Kihei | HI | 96753 | KIKUYAMA ENTERPRISES | 51 E LIPOA ST | Kihei | HI | 96753 | 87 | 1989-05-19 | Currently in Use |  | 10000 | Gasoline
9-600709 | KALAKAUA KLEANERS, INC. | 51 KALAKAUA ST | Hilo | HI | 96720 | KALAKAUA KLEANERS, INC. | 51 KALAKAUA ST | Hilo | HI | 96720 | R-1 | 1961-03-18 | Permanently Out of Use | 1992-03-04 | 1000 | Diesel
9-600709 | KALAKAUA KLEANERS, INC. | 51 KALAKAUA ST | Hilo | HI | 96720 | KALAKAUA KLEANERS, INC. | 51 KALAKAUA ST | Hilo | HI | 96720 | R-2 | 1956-03-18 | Permanently Out of Use | 1992-03-04 | 300 | Other
9-600709 | KALAKAUA KLEANERS, INC. | 51 KALAKAUA ST | Hilo | HI | 96720 | KALAKAUA KLEANERS, INC. | 51 KALAKAUA ST | Hilo | HI | 96720 | R-3 |  | Permanently Out of Use | 1992-03-04 | 300 | Other
9-600709 | KALAKAUA KLEANERS, INC. | 51 KALAKAUA ST | Hilo | HI | 96720 | KALAKAUA KLEANERS, INC. | 51 KALAKAUA ST | Hilo | HI | 96720 | R-4 | 1960-03-18 | Permanently Out of Use | 1992-03-04 | 400 | Diesel
9-503785 | MINORU TAMASHIRO | 51 WILIPOHAKU ST | Wailuku | HI | 96793 | MINORU TAMASHIRO | 552 PALAWIKI ST | Wailuku | HI | 96793 | R-1 |  | Permanently Out of Use | 2004-04-12 | 550 | Not Listed
9-101063 | SAND ISLAND BUSINESS ASSN | 511 GRANT WY | Honolulu | HI | 96819 | SAND ISLAND BUSINESS ASSN | 200 SAND ISLAND PARKWAY | Honolulu | HI | 96819 | R-1 |  | Permanently Out of Use | 1993-03-17 | 1000 | Gasoline
9-601520 | Waiakea 76 | 511 W KAWAILANI ST | Hilo | HI | 96720 | Mid Pac Petroleum LLC | 1100 Alakea St., 8th Floor | Hilo | HI | 96720 | R-1 | 1977-12-30 | Permanently Out of Use | 1998-07-15 | 8000 | Gasoline
9-601520 | Waiakea 76 | 511 W KAWAILANI ST | Hilo | HI | 96720 | Mid Pac Petroleum LLC | 1100 Alakea St., 8th Floor | Hilo | HI | 96720 | R-2 | 1977-12-30 | Permanently Out of Use | 1998-07-15 | 8000 | Gasoline
9-601520 | Waiakea 76 | 511 W KAWAILANI ST | Hilo | HI | 96720 | Mid Pac Petroleum LLC | 1100 Alakea St., 8th Floor | Hilo | HI | 96720 | 5 | 1998-07-01 | Currently In Use |  | 4000 | Diesel
9-601520 | Waiakea 76 | 511 W KAWAILANI ST | Hilo | HI | 96720 | Mid Pac Petroleum LLC | 1100 Alakea St., 8th Floor | Hilo | HI | 96720 | 92 | 1998-07-01 | Currently In Use |  | 8000 | Gasoline
9-601520 | Waiakea 76 | 511 W KAWAILANI ST | Hilo | HI | 96720 | Mid Pac Petroleum LLC | 1100 Alakea St., 8th Floor | Hilo | HI | 96720 | 87 | 1998-07-01 | Currently In Use |  | 12000 | Gasoline
9-102459 | MAUNALANI NURSING CENTER | 5113 MAUNALANI CIR | Honolulu | HI | 96816 | MAUNALANI NURSING CENTER | 5113 MAUNALANI CIRCLE | Honolulu | HI | 96816 | R-2 | 1960-12-30 | Permanently Out of Use | 1991-11-15 | 2000 | Diesel
9-102459 | MAUNALANI NURSING CENTER | 5113 MAUNALANI CIR | Honolulu | HI | 96816 | MAUNALANI NURSING CENTER | 5113 MAUNALANI CIRCLE | Honolulu | HI | 96816 | R-1 | 1960-12-30 | Permanently Out of Use | 1991-11-15 | 2000 | Diesel
9-200501 | KAAAWA CENTRAL OFFICE | 51-476 LIHIMAUNA RD | Kaaawa | HI | 96730 | Hawaiian Telcom | P.O. Box 2200 | Kaaawa | HI | 96730 | R-M-1 | 1971-05-08 | Permanently Out of Use | 1995-06-13 | 285 | Diesel
9-200501 | KAAAWA CENTRAL OFFICE | 51-476 LIHIMAUNA RD | Kaaawa | HI | 96730 | Hawaiian Telcom | P.O. Box 2200 | Kaaawa | HI | 96730 | M-1 | 1996-01-01 | Currently in Use |  | 550 | Diesel
9-201192 | KAAAWA SEVEN ELEVEN | 51-484 KAMEHAMEHA HWY | Kaaawa | HI | 96730 | Mid Pac Petroleum LLC | 1100 Alakea Street, 8th floor | Kaaawa | HI | 96730 | 92 | 1997-11-26 | Currently In Use |  | 10000 | Gasoline
9-201192 | KAAAWA SEVEN ELEVEN | 51-484 KAMEHAMEHA HWY | Kaaawa | HI | 96730 | Mid Pac Petroleum LLC | 1100 Alakea Street, 8th floor | Kaaawa | HI | 96730 | 87 | 1997-11-26 | Currently In Use |  | 10000 | Gasoline
9-201192 | KAAAWA SEVEN ELEVEN | 51-484 KAMEHAMEHA HWY | Kaaawa | HI | 96730 | Mid Pac Petroleum LLC | 1100 Alakea Street, 8th floor | Kaaawa | HI | 96730 | R-3 | 1981-04-04 | Permanently Out of Use | 1997-11-05 | 10000 | Gasoline
9-201192 | KAAAWA SEVEN ELEVEN | 51-484 KAMEHAMEHA HWY | Kaaawa | HI | 96730 | Mid Pac Petroleum LLC | 1100 Alakea Street, 8th floor | Kaaawa | HI | 96730 | R-2 | 1981-04-04 | Permanently Out of Use | 1997-11-05 | 10000 | Gasoline
9-201192 | KAAAWA SEVEN ELEVEN | 51-484 KAMEHAMEHA HWY | Kaaawa | HI | 96730 | Mid Pac Petroleum LLC | 1100 Alakea Street, 8th floor | Kaaawa | HI | 96730 | R-1 | 1981-04-04 | Permanently Out of Use | 1997-11-05 | 10000 | Gasoline
9-100917 | GASCO, INC. | 515 KAMAKEE ST | Honolulu | HI | 96814 | THE GAS COMPANY | P.O. BOX 3379 | Honolulu | HI | 96814 | R-1 | 1977-03-24 | Permanently Out of Use | 1994-10-13 | 1000 | Gasoline
9-100917 | GASCO, INC. | 515 KAMAKEE ST | Honolulu | HI | 96814 | THE GAS COMPANY | P.O. BOX 3379 | Honolulu | HI | 96814 | R-3 | 1966-03-24 | Permanently Out of Use | 1994-10-13 | 500 | Gasoline
9-100069 | C&CH HAWAII KAI FIRE STATION | 515 LUNALILO HOME RD | Honolulu | HI | 96825 | C&C HNL Fire Dept | 636 South Street | Honolulu | HI | 96825 | R-001 | 1976-01-01 | Permanently Out of Use | 1992-10-01 | 1000 | Diesel
9-100069 | C&CH HAWAII KAI FIRE STATION | 515 LUNALILO HOME RD | Honolulu | HI | 96825 | C&C HNL Fire Dept | 636 South Street | Honolulu | HI | 96825 | d#2 | 1992-11-01 | Currently In Use |  | 1000 | Diesel
9-102172 | KINGSGATE PLAZA | 516 DILLINGHAM BLVD | Honolulu | HI | 96817 | MERTIN LAU | 195 S KING ST 7 TH FLR | Honolulu | HI | 96817 | R-2 |  | Permanently Out of Use |  | 1000 | Not Listed
9-102172 | KINGSGATE PLAZA | 516 DILLINGHAM BLVD | Honolulu | HI | 96817 | MERTIN LAU | 195 S KING ST 7 TH FLR | Honolulu | HI | 96817 | R-5 |  | Permanently Out of Use |  | 6000 | Not Listed
9-102172 | KINGSGATE PLAZA | 516 DILLINGHAM BLVD | Honolulu | HI | 96817 | MERTIN LAU | 195 S KING ST 7 TH FLR | Honolulu | HI | 96817 | R-3 |  | Permanently Out of Use |  | 1000 | Not Listed
9-102172 | KINGSGATE PLAZA | 516 DILLINGHAM BLVD | Honolulu | HI | 96817 | MERTIN LAU | 195 S KING ST 7 TH FLR | Honolulu | HI | 96817 | R-1 |  | Permanently Out of Use |  | 1000 | Not Listed
9-102172 | KINGSGATE PLAZA | 516 DILLINGHAM BLVD | Honolulu | HI | 96817 | MERTIN LAU | 195 S KING ST 7 TH FLR | Honolulu | HI | 96817 | R-6 |  | Permanently Out of Use |  | 10000 | Not Listed
9-102172 | KINGSGATE PLAZA | 516 DILLINGHAM BLVD | Honolulu | HI | 96817 | MERTIN LAU | 195 S KING ST 7 TH FLR | Honolulu | HI | 96817 | R-4 |  | Permanently Out of Use |  | 2000 | Not Listed
9-100182 | COMMERCIAL ELECTRIC, INC. | 516 GRANT WY | Honolulu | HI | 96819 | COMMERCIAL ELECTRIC, INC. | 516 GRANT WAY | Honolulu | HI | 96819 | R-1 | 1983-10-01 | Permanently Out of Use | 1994-05-02 | 1000 | Gasoline
9-100182 | COMMERCIAL ELECTRIC, INC. | 516 GRANT WY | Honolulu | HI | 96819 | COMMERCIAL ELECTRIC, INC. | 516 GRANT WAY | Honolulu | HI | 96819 | R-2 | 1983-10-01 | Permanently Out of Use | 1994-05-02 | 1000 | Diesel
9-701904 | HADAMA SERVICE | 5161 KOLOA RD | Koloa | HI | 96756 | HARRY HADAMA | 2569 WAHO St | Koloa | HI | 96756 | R-01 |  | Permanently Out of Use |  | 500 | Gasoline
9-701904 | HADAMA SERVICE | 5161 KOLOA RD | Koloa | HI | 96756 | HARRY HADAMA | 2569 WAHO St | Koloa | HI | 96756 | R-02 |  | Permanently Out of Use |  | 1000 | Gasoline
9-701904 | HADAMA SERVICE | 5161 KOLOA RD | Koloa | HI | 96756 | HARRY HADAMA | 2569 WAHO St | Koloa | HI | 96756 | R-03 |  | Permanently Out of Use |  | 1000 | Gasoline
9-100766 | KIM CHAU LAUNDERETTE | 517 KAPAHULU AVE | Honolulu | HI | 96815 | BAU PHAN NGOC | 517 KAPAHULU AVE | Honolulu | HI | 96815 | R-1 | 1971-07-09 | Permanently Out of Use | 1992-11-15 | 300 | Diesel
9-103105 | SERVICE AUTO MACHINE WORKS | 518 CUMMINS ST | Honolulu | HI | 96814 | THOMAS W.F. KAM TRUST | C/O 518 CUMMINS St | Honolulu | HI | 96814 | R-1 |  | Permanently Out of Use |  | 550 | Gasoline
9-103105 | SERVICE AUTO MACHINE WORKS | 518 CUMMINS ST | Honolulu | HI | 96814 | THOMAS W.F. KAM TRUST | C/O 518 CUMMINS St | Honolulu | HI | 96814 | R-3 |  | Permanently Out of Use |  | 1000 | Gasoline
9-103105 | SERVICE AUTO MACHINE WORKS | 518 CUMMINS ST | Honolulu | HI | 96814 | THOMAS W.F. KAM TRUST | C/O 518 CUMMINS St | Honolulu | HI | 96814 | R-4 |  | Permanently Out of Use |  | 1000 | Gasoline
9-103105 | SERVICE AUTO MACHINE WORKS | 518 CUMMINS ST | Honolulu | HI | 96814 | THOMAS W.F. KAM TRUST | C/O 518 CUMMINS St | Honolulu | HI | 96814 | R-2 |  | Permanently Out of Use |  | 550 | Kerosene
9-103315 | COSTCO Gas Station 687 | 520 ALA KAWA ST | Honolulu | HI | 96817 | COSTCO WHOLESALE | 999 LAKE DRIVE | Honolulu | HI | 96817 | R-1 |  | Permanently Out of Use | 1997-08-11 | 1000 | Not Listed
9-103315 | COSTCO Gas Station 687 | 520 ALA KAWA ST | Honolulu | HI | 96817 | COSTCO WHOLESALE | 999 LAKE DRIVE | Honolulu | HI | 96817 | 1 | 2003-11-01 | Currently In Use |  | 30000 | Gasoline
9-103315 | COSTCO Gas Station 687 | 520 ALA KAWA ST | Honolulu | HI | 96817 | COSTCO WHOLESALE | 999 LAKE DRIVE | Honolulu | HI | 96817 | 2 | 2003-11-01 | Currently In Use |  | 30000 | Gasoline
9-103315 | COSTCO Gas Station 687 | 520 ALA KAWA ST | Honolulu | HI | 96817 | COSTCO WHOLESALE | 999 LAKE DRIVE | Honolulu | HI | 96817 | 3 | 2003-11-01 | Currently In Use |  | 30000 | Gasoline
9-100316 | Ward Ave Shell | 520 WARD AVE | Honolulu | HI | 96814 | ALOHA PETROLEUM, LTD. | 1132 BISHOP STREET, SUITE 1700 | Honolulu | HI | 96814 | 92 | 1985-04-08 | Currently in Use |  | 10000 | Gasoline
9-100316 | Ward Ave Shell | 520 WARD AVE | Honolulu | HI | 96814 | ALOHA PETROLEUM, LTD. | 1132 BISHOP STREET, SUITE 1700 | Honolulu | HI | 96814 | R-4 | 1964-04-08 | Permanently Out of Use | 1998-02-03 | 550 | Used Oil
9-100316 | Ward Ave Shell | 520 WARD AVE | Honolulu | HI | 96814 | ALOHA PETROLEUM, LTD. | 1132 BISHOP STREET, SUITE 1700 | Honolulu | HI | 96814 | 87 | 1985-04-08 | Currently in Use |  | 10000 | Gasoline
9-100316 | Ward Ave Shell | 520 WARD AVE | Honolulu | HI | 96814 | ALOHA PETROLEUM, LTD. | 1132 BISHOP STREET, SUITE 1700 | Honolulu | HI | 96814 | Diesel | 1985-04-08 | Currently in Use |  | 10000 | Diesel
9-502423 | Hana Pit Stop | 5200 HANA HWY | Hana | HI | 96713 | Hana Pit Stop | PlO box 10 | Hana | HI | 96713 | 87 | 1991-10-01 | Currently In Use |  | 10000 | Gasohol
9-502423 | Hana Pit Stop | 5200 HANA HWY | Hana | HI | 96713 | Hana Pit Stop | PlO box 10 | Hana | HI | 96713 | 92 | 1991-10-01 | Currently In Use |  | 10000 | Gasohol
9-502423 | Hana Pit Stop | 5200 HANA HWY | Hana | HI | 96713 | Hana Pit Stop | PlO box 10 | Hana | HI | 96713 | Diesel | 1991-10-01 | Currently in Use |  | 10000 | Diesel
9-502423 | Hana Pit Stop | 5200 HANA HWY | Hana | HI | 96713 | Hana Pit Stop | PlO box 10 | Hana | HI | 96713 | R-004 |  | Permanently Out of Use | 1991-07-15 |  | Used Oil
9-502423 | Hana Pit Stop | 5200 HANA HWY | Hana | HI | 96713 | Hana Pit Stop | PlO box 10 | Hana | HI | 96713 | R-002 |  | Permanently Out of Use | 1991-07-15 |  | Gasoline
9-502423 | Hana Pit Stop | 5200 HANA HWY | Hana | HI | 96713 | Hana Pit Stop | PlO box 10 | Hana | HI | 96713 | R-003 |  | Permanently Out of Use | 1991-07-15 |  | Gasoline
9-502423 | Hana Pit Stop | 5200 HANA HWY | Hana | HI | 96713 | Hana Pit Stop | PlO box 10 | Hana | HI | 96713 | R-001 |  | Permanently Out of Use | 1991-07-15 |  | Gasoline
9-301422 | MAUNALOA SERVICE | 523 MAUNALOA (PREVIOUS ADDRESS 460 MAUNALOA) | Maunaloa | HI | 96770 | MOLOKAI RANCH |  | Maunaloa | HI | 96770 | R-SUPREME | 1961-09-22 | Permanently Out of Use | 1998-08-06 | 1000 | Gasoline
9-301422 | MAUNALOA SERVICE | 523 MAUNALOA (PREVIOUS ADDRESS 460 MAUNALOA) | Maunaloa | HI | 96770 | MOLOKAI RANCH |  | Maunaloa | HI | 96770 | R-1 | 1961-09-22 | Permanently Out of Use | 1995-01-18 | 1000 | Gasoline
9-301422 | MAUNALOA SERVICE | 523 MAUNALOA (PREVIOUS ADDRESS 460 MAUNALOA) | Maunaloa | HI | 96770 | MOLOKAI RANCH |  | Maunaloa | HI | 96770 | R-UNLEADED | 1961-09-22 | Permanently Out of Use | 1998-08-06 | 1000 | Gasoline
9-502944 | HASEGAWA GENERAL STORE | 5230 HANA HWY | Hana | HI | 96713 | HASEGAWA GENERAL STORE | P.O. BOX 68 | Hana | HI | 96713 | R-T4 | 1957-01-01 | Permanently Out of Use | 2001-08-21 | 550 | Gasoline
9-502944 | HASEGAWA GENERAL STORE | 5230 HANA HWY | Hana | HI | 96713 | HASEGAWA GENERAL STORE | P.O. BOX 68 | Hana | HI | 96713 | R-T3 | 1957-01-01 | Permanently Out of Use | 2001-08-21 | 1000 | Gasoline
9-502944 | HASEGAWA GENERAL STORE | 5230 HANA HWY | Hana | HI | 96713 | HASEGAWA GENERAL STORE | P.O. BOX 68 | Hana | HI | 96713 | R-T5 | 1957-01-01 | Permanently Out of Use | 2001-08-21 | 550 | Diesel
9-502944 | HASEGAWA GENERAL STORE | 5230 HANA HWY | Hana | HI | 96713 | HASEGAWA GENERAL STORE | P.O. BOX 68 | Hana | HI | 96713 | R-T1 | 1963-09-01 | Permanently Out of Use | 2001-08-21 | 3000 | Gasoline
9-502944 | HASEGAWA GENERAL STORE | 5230 HANA HWY | Hana | HI | 96713 | HASEGAWA GENERAL STORE | P.O. BOX 68 | Hana | HI | 96713 | R-T2 | 1963-09-01 | Permanently Out of Use | 2001-08-21 | 4000 | Gasoline
9-102417 | HAWAII COMMUNITY DEVELOPMENT AUTHORITY | 524 COOKE ST | Honolulu | HI | 96813 | STATE DBEDT - HAWAII COMM DEVELOPMENT AUTHORITY | 677 ALA MOANA BLVD, SUITE 1001 | Honolulu | HI | 96813 | 2 |  | Permanently Out of Use |  | 1000 | Gasoline
9-102417 | HAWAII COMMUNITY DEVELOPMENT AUTHORITY | 524 COOKE ST | Honolulu | HI | 96813 | STATE DBEDT - HAWAII COMM DEVELOPMENT AUTHORITY | 677 ALA MOANA BLVD, SUITE 1001 | Honolulu | HI | 96813 | 1 |  | Permanently Out of Use |  | 1000 | Gasoline
9-203710 | MARCUS AND ASSOCIATES | 524 OLIVE ST | Wahiawa | HI | 96786 | MARCUS AND ASSOCIATES | 1045 MAPUNAPUNA ST | Wahiawa | HI | 96786 | R-1 |  | Permanently Out of Use | 1993-10-19 | 500 | Diesel
9-103740 | CASTLE AND COOKE PROPERTIES | 525 ALA KAWA ST NORTH END OF ALA KAWA ST | Honolulu | HI | 96818 | UNDETERMINED AT THIS TIME | Address Unknown | Honolulu | HI | 96818 | R-2 |  | Permanently Out of Use | 2002-01-07 | 2400 | Not Listed
9-103740 | CASTLE AND COOKE PROPERTIES | 525 ALA KAWA ST NORTH END OF ALA KAWA ST | Honolulu | HI | 96818 | UNDETERMINED AT THIS TIME | Address Unknown | Honolulu | HI | 96818 | R-1 |  | Permanently Out of Use | 2002-01-07 | 2400 | Not Listed
9-102758 | TIRE RECAP SERVICE | 526 KEAWE ST | Honolulu | HI | 96813 | AMELCO CORPORATION | 2308 PAHOUNUI DR | Honolulu | HI | 96813 | R-D |  | Permanently Out of Use | 1990-06-30 | 2000 | Not Listed
9-102758 | TIRE RECAP SERVICE | 526 KEAWE ST | Honolulu | HI | 96813 | AMELCO CORPORATION | 2308 PAHOUNUI DR | Honolulu | HI | 96813 | R-E |  | Permanently Out of Use | 1990-06-30 | 2000 | Not Listed
9-102758 | TIRE RECAP SERVICE | 526 KEAWE ST | Honolulu | HI | 96813 | AMELCO CORPORATION | 2308 PAHOUNUI DR | Honolulu | HI | 96813 | R-F |  | Permanently Out of Use | 1990-06-30 | 550 | Not Listed
9-700442 | KOLOA SHELL SERVICE INC. | 5286 KOLOA RD | Koloa | HI | 96756 | VERIZON HAWAII | 1177 BISHOP ST. P.O. BOX 2200 Hon.HI 96841 | Koloa | HI | 96756 | R-1 | 1966-04-23 | Permanently Out of Use | 1993-08-17 | 6000 | Gasoline
9-700442 | KOLOA SHELL SERVICE INC. | 5286 KOLOA RD | Koloa | HI | 96756 | VERIZON HAWAII | 1177 BISHOP ST. P.O. BOX 2200 Hon.HI 96841 | Koloa | HI | 96756 | R-2 | 1966-04-23 | Permanently Out of Use | 1993-08-16 | 4000 | Gasoline
9-700442 | KOLOA SHELL SERVICE INC. | 5286 KOLOA RD | Koloa | HI | 96756 | VERIZON HAWAII | 1177 BISHOP ST. P.O. BOX 2200 Hon.HI 96841 | Koloa | HI | 96756 | R-3 | 1966-04-23 | Permanently Out of Use | 1993-08-16 | 2000 | Gasoline
9-700442 | KOLOA SHELL SERVICE INC. | 5286 KOLOA RD | Koloa | HI | 96756 | VERIZON HAWAII | 1177 BISHOP ST. P.O. BOX 2200 Hon.HI 96841 | Koloa | HI | 96756 | R-4 | 1966-04-23 | Permanently Out of Use | 1993-08-16 | 2000 | Gasoline
9-100190 | DIAMOND HEAD MEMORIAL PARK | 529 18TH AVE | Honolulu | HI | 96816 | DIAMOND HEAD MEMORIAL PARK | 529 18TH AVE | Honolulu | HI | 96816 | R-1 | 1966-03-07 | Permanently Out of Use |  | 550 | Gasoline
9-100190 | DIAMOND HEAD MEMORIAL PARK | 529 18TH AVE | Honolulu | HI | 96816 | DIAMOND HEAD MEMORIAL PARK | 529 18TH AVE | Honolulu | HI | 96816 | R-2 | 1988-05-17 | Permanently Out of Use | 1994-08-08 | 550 | Gasoline
9-303318 | Molokai Fish & Dive | 53 ALA MALAMA ST | Kaunakakai | HI | 96748 | Molokai Fish & Dive | 53 Ala Malama Ave. | Kaunakakai | HI | 96748 | R-1 | 1959-01-01 | Permanently Out of Use | 1998-06-18 | 3000 | Gasoline
9-303318 | Molokai Fish & Dive | 53 ALA MALAMA ST | Kaunakakai | HI | 96748 | Molokai Fish & Dive | 53 Ala Malama Ave. | Kaunakakai | HI | 96748 | 1 | 1998-07-01 | Currently In Use |  | 6000 | Gasoline
9-303318 | Molokai Fish & Dive | 53 ALA MALAMA ST | Kaunakakai | HI | 96748 | Molokai Fish & Dive | 53 Ala Malama Ave. | Kaunakakai | HI | 96748 | 2a | 1998-07-01 | Currently In Use |  | 3000 | Gasoline
9-303318 | Molokai Fish & Dive | 53 ALA MALAMA ST | Kaunakakai | HI | 96748 | Molokai Fish & Dive | 53 Ala Malama Ave. | Kaunakakai | HI | 96748 | 2b | 1998-07-01 | Currently In Use |  | 3000 | Diesel
9-303318 | Molokai Fish & Dive | 53 ALA MALAMA ST | Kaunakakai | HI | 96748 | Molokai Fish & Dive | 53 Ala Malama Ave. | Kaunakakai | HI | 96748 | R-2 | 1959-01-01 | Permanently Out of Use | 1998-06-18 | 3000 | Gasoline
9-303318 | Molokai Fish & Dive | 53 ALA MALAMA ST | Kaunakakai | HI | 96748 | Molokai Fish & Dive | 53 Ala Malama Ave. | Kaunakakai | HI | 96748 | R-3 | 1959-01-01 | Permanently Out of Use | 1998-06-18 | 500 | Used Oil
9-100750 | MID PACIFIC AIRLINES-WAREHSE. | 530 PAIEA ST | Honolulu | HI | 96819 | BREWER ENVIRONMENTAL INDUSTRIES | 311 B PACIFIC ST | Honolulu | HI | 96819 | R-1 | 1984-12-29 | Permanently Out of Use | 1988-12-21 | 6000 | Hazardous Substance
9-101491 | UNITED PARCEL SERVICE | 530 PAIEA ST | Honolulu | HI | 96819 | AIRPORT INDUSTRIAL PARK ASS. | 3375 KOAPAKA ST., SUITE C300 | Honolulu | HI | 96819 | R-1 | 1979-04-26 | Permanently Out of Use | 1989-08-25 | 10000 | Gasoline
9-100750 | MID PACIFIC AIRLINES-WAREHSE. | 530 PAIEA ST | Honolulu | HI | 96819 | BREWER ENVIRONMENTAL INDUSTRIES | 311 B PACIFIC ST | Honolulu | HI | 96819 | R-2 | 1984-12-29 | Permanently Out of Use | 1988-12-21 | 4000 | Hazardous Substance
9-100985 | NAV. & MARINE CORPS RESERVE CENTER | 530 PELTIER AVE / BLDG 2265 | Honolulu | HI | 96818 | NAV. & MARINE CORPS RESERVE CENTER | 530 PELTIER AVENUE | Honolulu | HI | 96818 | R-001 | 1982-03-24 | Permanently Out of Use | 1995-06-20 | 550 | Used Oil
9-202422 | HENRY RABAINO | 53-106 KAMEHAMEHA HWY | Punaluu | HI | 96717 | HENRY RABAINO | 53-106 KAMEHAMEHA HWY | Punaluu | HI | 96717 | R-1 |  | Permanently Out of Use | 1991-05-21 | 500 | Gasoline
9-202422 | HENRY RABAINO | 53-106 KAMEHAMEHA HWY | Punaluu | HI | 96717 | HENRY RABAINO | 53-106 KAMEHAMEHA HWY | Punaluu | HI | 96717 | R-2 |  | Permanently Out of Use | 1991-05-21 | 500 | Gasoline
9-600579 | KOHALA RADIO STATION | 53-4035 HIWAHIWA RD | Kohala | HI | 96755 | Insite Wireless Group | 1199 North Fiairfax St., #700 | Kohala | HI | 96755 | R-1 | 1982-05-07 | Permanently Out of Use | 1995-11-07 | 285 | Diesel
9-600579 | KOHALA RADIO STATION | 53-4035 HIWAHIWA RD | Kohala | HI | 96755 | Insite Wireless Group | 1199 North Fiairfax St., #700 | Kohala | HI | 96755 | M-2 | 1995-12-01 | Currently in Use |  | 600 | Diesel
9-201370 | KAYA'S GENERAL MERCHANDISE | 53-534 KAMEHAMEHA HWY | Punaluu | HI | 96717 | KAYA'S GENERAL MERCHANDISE | 53-534 KAMEHAMEHA HWY | Punaluu | HI | 96717 | R-2 | 1951-05-06 | Permanently Out of Use | 1998-07-11 | 1000 | Gasoline
9-201370 | KAYA'S GENERAL MERCHANDISE | 53-534 KAMEHAMEHA HWY | Punaluu | HI | 96717 | KAYA'S GENERAL MERCHANDISE | 53-534 KAMEHAMEHA HWY | Punaluu | HI | 96717 | R-1 | 1951-05-06 | Permanently Out of Use | 1998-07-04 | 1000 | Gasoline
9-600238 | HELCO KANOELEHUA OPERATIONS CENTER | 54 HALEKAUILA ST | Hilo | HI | 96720 | HAWAII ELECTRIC LIGHT CO., INC. | P.O. BOX 1027 | Hilo | HI | 96720 | R-1 | 1970-04-16 | Permanently Out of Use | 1999-10-12 | 6000 | Diesel
9-600238 | HELCO KANOELEHUA OPERATIONS CENTER | 54 HALEKAUILA ST | Hilo | HI | 96720 | HAWAII ELECTRIC LIGHT CO., INC. | P.O. BOX 1027 | Hilo | HI | 96720 | R-3 | 1977-04-16 | Permanently Out of Use | 1999-10-12 | 10000 | Gasoline
9-600238 | HELCO KANOELEHUA OPERATIONS CENTER | 54 HALEKAUILA ST | Hilo | HI | 96720 | HAWAII ELECTRIC LIGHT CO., INC. | P.O. BOX 1027 | Hilo | HI | 96720 | R-2 | 1975-04-17 | Permanently Out of Use | 1992-01-22 | 1000 | Diesel
9-600238 | HELCO KANOELEHUA OPERATIONS CENTER | 54 HALEKAUILA ST | Hilo | HI | 96720 | HAWAII ELECTRIC LIGHT CO., INC. | P.O. BOX 1027 | Hilo | HI | 96720 | 2 | 1999-12-01 | Permanently out of Use |  | 6000 | Diesel
9-600238 | HELCO KANOELEHUA OPERATIONS CENTER | 54 HALEKAUILA ST | Hilo | HI | 96720 | HAWAII ELECTRIC LIGHT CO., INC. | P.O. BOX 1027 | Hilo | HI | 96720 | 1 | 1999-12-01 | Permanently out of Use |  | 10000 | Gasoline
9-500415 | DOH/DISTRICT OFFICE | 54 HIGH ST, ROOM 301 | Wailuku | HI | 96793 | STATE Of HAWAII - DAGS | P.O. BOX 1030 | Wailuku | HI | 96793 | r-87 | 1989-01-03 | Permanently out of Use | 2007-09-21 | 4000 | Gasoline
9-500415 | DOH/DISTRICT OFFICE | 54 HIGH ST, ROOM 301 | Wailuku | HI | 96793 | STATE Of HAWAII - DAGS | P.O. BOX 1030 | Wailuku | HI | 96793 | R-1 | 1968-01-21 | Permanently Out of Use | 1989-01-30 | 3000 | Gasoline
9-500415 | DOH/DISTRICT OFFICE | 54 HIGH ST, ROOM 301 | Wailuku | HI | 96793 | STATE Of HAWAII - DAGS | P.O. BOX 1030 | Wailuku | HI | 96793 | R-2 | 1968-01-21 | Permanently Out of Use | 1989-01-30 | 300 | Used Oil
9-503916 | Costco Warehouse Retail Fueling Facility Fac 119 | 540 Hakeakala | Kahului | HI | 96732 | COSTCO WHOLESALE |  | Kahului | HI | 96732 | 2 |  | Currently in Use |  | 40000 | Gasoline
9-503916 | Costco Warehouse Retail Fueling Facility Fac 119 | 540 Hakeakala | Kahului | HI | 96732 | COSTCO WHOLESALE |  | Kahului | HI | 96732 | 1 |  | Currently in Use |  | 40000 | Gasoline
9-503916 | Costco Warehouse Retail Fueling Facility Fac 119 | 540 Hakeakala | Kahului | HI | 96732 | COSTCO WHOLESALE |  | Kahului | HI | 96732 | 3 |  | Currently in Use |  | 20000 | Gasoline
9-200026 | IMM - KAILUA | 540 KAILUA RD | Kailua | HI | 96734 | ALOHA PETROLEUM, LTD. | 1132 BISHOP STREET, SUITE 1700 | Kailua | HI | 96734 | R-6203-2 | 1969-04-01 | Permanently Out of Use | 1993-08-01 | 10000 | Gasoline
9-200026 | IMM - KAILUA | 540 KAILUA RD | Kailua | HI | 96734 | ALOHA PETROLEUM, LTD. | 1132 BISHOP STREET, SUITE 1700 | Kailua | HI | 96734 | r-92 | 1994-12-01 | Permanently out of Use | 2008-09-15 | 10000 | Gasoline
9-200026 | IMM - KAILUA | 540 KAILUA RD | Kailua | HI | 96734 | ALOHA PETROLEUM, LTD. | 1132 BISHOP STREET, SUITE 1700 | Kailua | HI | 96734 | r-87 | 1994-12-01 | Permanently out of Use | 2008-09-15 | 10000 | Gasoline
9-200026 | IMM - KAILUA | 540 KAILUA RD | Kailua | HI | 96734 | ALOHA PETROLEUM, LTD. | 1132 BISHOP STREET, SUITE 1700 | Kailua | HI | 96734 | R-6203-1 | 1969-04-01 | Permanently Out of Use | 1993-08-01 | 10000 | Gasoline
9-200026 | IMM - KAILUA | 540 KAILUA RD | Kailua | HI | 96734 | ALOHA PETROLEUM, LTD. | 1132 BISHOP STREET, SUITE 1700 | Kailua | HI | 96734 | R-6203-4 | 1969-04-01 | Permanently Out of Use | 1993-08-01 | 550 | Used Oil
9-100017 | Mid Pac Petroleum LLC 2705958 | 540 N NIMITZ HWY | Honolulu | HI | 96817 | Mid Pac Petroleum LLC | 677 Ala Moana Blvd Suite 625 | Honolulu | HI | 96817 | r-5 |  | Permanently out of Use | 2008-04-08 | 2000
9-100017 | Mid Pac Petroleum LLC 2705958 | 540 N NIMITZ HWY | Honolulu | HI | 96817 | Mid Pac Petroleum LLC | 677 Ala Moana Blvd Suite 625 | Honolulu | HI | 96817 | R-3282-4 | 1969-04-01 | Permanently Out of Use | 1990-06-01 | 1000 | Used Oil
9-100017 | Mid Pac Petroleum LLC 2705958 | 540 N NIMITZ HWY | Honolulu | HI | 96817 | Mid Pac Petroleum LLC | 677 Ala Moana Blvd Suite 625 | Honolulu | HI | 96817 | r-3 |  | Permanently out of Use | 2008-04-07 | 5000 | Diesel
9-100017 | Mid Pac Petroleum LLC 2705958 | 540 N NIMITZ HWY | Honolulu | HI | 96817 | Mid Pac Petroleum LLC | 677 Ala Moana Blvd Suite 625 | Honolulu | HI | 96817 | r-87 | 1990-06-18 | Permanently out of Use | 2007-01-29 | 12000 | Gasoline
9-100017 | Mid Pac Petroleum LLC 2705958 | 540 N NIMITZ HWY | Honolulu | HI | 96817 | Mid Pac Petroleum LLC | 677 Ala Moana Blvd Suite 625 | Honolulu | HI | 96817 | r-5 |  | Permanently out of Use | 2008-04-07 | 2000 | Gasoline
9-100017 | Mid Pac Petroleum LLC 2705958 | 540 N NIMITZ HWY | Honolulu | HI | 96817 | Mid Pac Petroleum LLC | 677 Ala Moana Blvd Suite 625 | Honolulu | HI | 96817 | r-2 |  | Permanently out of Use | 2008-04-07 | 2000 | Gasoline
9-100017 | Mid Pac Petroleum LLC 2705958 | 540 N NIMITZ HWY | Honolulu | HI | 96817 | Mid Pac Petroleum LLC | 677 Ala Moana Blvd Suite 625 | Honolulu | HI | 96817 | R-3282-7 | 1990-06-18 | Permanently Out of Use | 1996-10-01 | 520 | Used Oil
9-100017 | Mid Pac Petroleum LLC 2705958 | 540 N NIMITZ HWY | Honolulu | HI | 96817 | Mid Pac Petroleum LLC | 677 Ala Moana Blvd Suite 625 | Honolulu | HI | 96817 | r-1 |  | Permanently out of Use | 2008-04-07 | 2000 | Gasoline
9-100017 | Mid Pac Petroleum LLC 2705958 | 540 N NIMITZ HWY | Honolulu | HI | 96817 | Mid Pac Petroleum LLC | 677 Ala Moana Blvd Suite 625 | Honolulu | HI | 96817 | R-4 | 1989-06-01 | Permanently Out of Use | 2001-06-18 | 6000 | Diesel
9-100017 | Mid Pac Petroleum LLC 2705958 | 540 N NIMITZ HWY | Honolulu | HI | 96817 | Mid Pac Petroleum LLC | 677 Ala Moana Blvd Suite 625 | Honolulu | HI | 96817 | R-3282-2 | 1969-04-15 | Permanently Out of Use | 1990-06-01 | 10000 | Gasoline
9-100017 | Mid Pac Petroleum LLC 2705958 | 540 N NIMITZ HWY | Honolulu | HI | 96817 | Mid Pac Petroleum LLC | 677 Ala Moana Blvd Suite 625 | Honolulu | HI | 96817 | r-92 | 1990-06-18 | Permanently out of Use | 2007-01-29 | 12000 | Gasoline
9-100017 | Mid Pac Petroleum LLC 2705958 | 540 N NIMITZ HWY | Honolulu | HI | 96817 | Mid Pac Petroleum LLC | 677 Ala Moana Blvd Suite 625 | Honolulu | HI | 96817 | R-3282-1 | 1969-04-15 | Permanently Out of Use | 1990-06-01 | 10000 | Gasoline
9-100017 | Mid Pac Petroleum LLC 2705958 | 540 N NIMITZ HWY | Honolulu | HI | 96817 | Mid Pac Petroleum LLC | 677 Ala Moana Blvd Suite 625 | Honolulu | HI | 96817 | r-4 |  | Permanently out of Use | 2008-04-07 | 2000 | Gasoline
9-100017 | Mid Pac Petroleum LLC 2705958 | 540 N NIMITZ HWY | Honolulu | HI | 96817 | Mid Pac Petroleum LLC | 677 Ala Moana Blvd Suite 625 | Honolulu | HI | 96817 | R-3 | 1989-06-01 | Permanently Out of Use | 2001-06-18 | 6000 | Diesel
9-503731 | MAUI PRINCE HOTEL | 5400 MAKENA ALANUI | Kihei | HI | 96753 | MAUI PRINCE HOTEL | 5400 MAKENA ALANUI | Kihei | HI | 96753 | R-M-1 | 1986-05-01 | Permanently Out of Use | 2001-10-23 | 500 | Diesel
9-201517 | CHING TONG LEONG, INC. | 54-042 KAMEHAMEHA HWY | Hauula | HI | 96717 | CHING TONG LEONG, INC. | 54-042 KAMEHAMEHA HWY | Hauula | HI | 96717 | R-1 | 1956-03-21 | Permanently Out of Use | 1993-05-11 | 1000 | Gasoline
9-201517 | CHING TONG LEONG, INC. | 54-042 KAMEHAMEHA HWY | Hauula | HI | 96717 | CHING TONG LEONG, INC. | 54-042 KAMEHAMEHA HWY | Hauula | HI | 96717 | R-2 | 1956-03-21 | Permanently Out of Use | 1993-05-11 | 500 | Diesel
9-202471 | WU'S SUNDRIES | 54-060 KAMEHAMEHA HWY | Hauula | HI | 96717 | WU'S SUNDRIES | 55-060 KAMEHAMEHA HWY | Hauula | HI | 96717 | R-2 | 1965-12-30 | Permanently Out of Use | 1991-08-20 | 1000 | Gasoline
9-202471 | WU'S SUNDRIES | 54-060 KAMEHAMEHA HWY | Hauula | HI | 96717 | WU'S SUNDRIES | 55-060 KAMEHAMEHA HWY | Hauula | HI | 96717 | R-1 | 1965-12-30 | Permanently Out of Use | 1991-08-20 | 1000 | Gasoline
9-200068 | C&CH HAUULA FIRE STATION | 54-064 KAMEHAMEHA HWY | Hauula | HI | 96717 | C&C OF HNL - HONOLULU FIRE DEPARATMENT | 636 South Street | Hauula | HI | 96717 | R-1 | 1966-01-01 | Permanently Out of Use | 1994-08-08 | 1000 | Diesel
9-500550 | PAIA CENTRAL OFFICE | 542 BALDWIN AVE | Paia | HI | 96779 | Hawaiian Telcom | P.O. Box 2200 | Paia | HI | 96779 | R-M-1 | 1981-05-07 | Permanently Out of Use | 1997-12-05 | 285 | Diesel
9-500550 | PAIA CENTRAL OFFICE | 542 BALDWIN AVE | Paia | HI | 96779 | Hawaiian Telcom | P.O. Box 2200 | Paia | HI | 96779 | m-1 | 1997-12-01 | Currently In Use |  | 600 | Diesel
9-501598 | UNITED CAR RENTAL | 542 or 524 KEOLANI PL | Kahului | HI | 96732 | A & B PROPERTIES, INC. | 822 BISHOP ST | Kahului | HI | 96732 | R-1 | 1976-05-05 | Permanently Out of Use | 1995-02-02 | 5000 | Gasoline
9-703445 | PRINCEVILLE PRINCE Equipment Maintenance Shop | 5-4280 KUHIO HWY | Princeville | HI | 96722 | PRINCEVILLE Prince Golf Course LLC | 5-3900 Kuhio Hwy | Princeville | HI | 96722 | 1-89 4 | 1989-01-01 | Currently In Use |  | 4000 | Gasoline
9-703445 | PRINCEVILLE PRINCE Equipment Maintenance Shop | 5-4280 KUHIO HWY | Princeville | HI | 96722 | PRINCEVILLE Prince Golf Course LLC | 5-3900 Kuhio Hwy | Princeville | HI | 96722 | 3- ls | 1989-01-01 | Currently In Use |  | 4000 | Diesel
9-703445 | PRINCEVILLE PRINCE Equipment Maintenance Shop | 5-4280 KUHIO HWY | Princeville | HI | 96722 | PRINCEVILLE Prince Golf Course LLC | 5-3900 Kuhio Hwy | Princeville | HI | 96722 | 2 - hs | 1989-01-01 | Currently In Use |  | 4000 | Diesel
9-703445 | PRINCEVILLE PRINCE Equipment Maintenance Shop | 5-4280 KUHIO HWY | Princeville | HI | 96722 | PRINCEVILLE Prince Golf Course LLC | 5-3900 Kuhio Hwy | Princeville | HI | 96722 | 1-89 | 1989-01-01 | Currently In Use |  | 4000 | Gasoline
9-201661 | TESORO GAS EXPRESS 54 | 54-304 KAMEHAMEHA HWY | Hauula | HI | 96717 | Tesoro Refining & Marketing Company | 3450 South 344th Way, suite 201 | Hauula | HI | 96717 | R-004 | 1965-05-06 | Permanently Out of Use | 1985-05-31 | 6000 | Gasoline
9-201661 | TESORO GAS EXPRESS 54 | 54-304 KAMEHAMEHA HWY | Hauula | HI | 96717 | Tesoro Refining & Marketing Company | 3450 South 344th Way, suite 201 | Hauula | HI | 96717 | r-87 | 1985-05-06 | Permanently out of Use | 2007-08-28 | 10000 | Gasoline
9-201661 | TESORO GAS EXPRESS 54 | 54-304 KAMEHAMEHA HWY | Hauula | HI | 96717 | Tesoro Refining & Marketing Company | 3450 South 344th Way, suite 201 | Hauula | HI | 96717 | R-003 | 1965-05-06 | Permanently Out of Use | 1985-05-31 | 6000 | Gasoline
9-201661 | TESORO GAS EXPRESS 54 | 54-304 KAMEHAMEHA HWY | Hauula | HI | 96717 | Tesoro Refining & Marketing Company | 3450 South 344th Way, suite 201 | Hauula | HI | 96717 | r-92 | 1985-05-06 | Permanently out of Use | 2007-08-28 | 10000 | Gasoline
9-700612 | PRINCEVILLE CENTRAL OFFICE | 54-378 KUHIO HWY | Princeville | HI | 96722 | Hawaiian Telcom | P.O. Box 2200 | Princeville | HI | 96722 | R-M-1 | 1984-05-07 | Permanently Out of Use | 1996-11-07 | 550 | Diesel
9-700612 | PRINCEVILLE CENTRAL OFFICE | 54-378 KUHIO HWY | Princeville | HI | 96722 | Hawaiian Telcom | P.O. Box 2200 | Princeville | HI | 96722 | M-2 | 1997-02-01 | Currently In Use |  | 600 | Diesel
9-603467 | JAMES D. BRENNAN | 54-3858 AKONI PULE HWY | Kapaau | HI | 96755 | JAMES D. BRENNAN | P.O. BOX 400 | Kapaau | HI | 96755 | R-3 |  | Permanently Out of Use | 1998-12-03 | 1000 | Gasoline
9-603467 | JAMES D. BRENNAN | 54-3858 AKONI PULE HWY | Kapaau | HI | 96755 | JAMES D. BRENNAN | P.O. BOX 400 | Kapaau | HI | 96755 | R-2 |  | Permanently Out of Use | 1998-12-03 | 1000 | Gasoline
9-701066 | Kauai County Hanalei Police / Fire Station | 5-4390 KUHIO HWY | Hanalei | HI | 96714 | KAUAI COUNTY - DEPT OF PUBLIC WORKS | 444 RICE ST. , STE 275 MAIKEHA BLDG | Hanalei | HI | 96714 | R-3 | 1979-06-01 | Permanently Out of Use | 1998-10-26 | 2000 | Diesel
9-701066 | Kauai County Hanalei Police / Fire Station | 5-4390 KUHIO HWY | Hanalei | HI | 96714 | KAUAI COUNTY - DEPT OF PUBLIC WORKS | 444 RICE ST. , STE 275 MAIKEHA BLDG | Hanalei | HI | 96714 | R-1 | 1981-05-07 | Permanently Out of Use | 1998-10-26 | 4000 | Gasoline
9-502719 | LENGO'S CONSTRUCTION | 544 HALEAKALA HWY | Kahului | HI | 96732 | LENGO CONSTRUCTION | 37 MAKAWAO AVE / P.O. BOX 297 | Kahului | HI | 96732 | R-2 |  | Permanently Out of Use | 1993-03-18 | 5000 | Diesel
9-502719 | LENGO'S CONSTRUCTION | 544 HALEAKALA HWY | Kahului | HI | 96732 | LENGO CONSTRUCTION | 37 MAKAWAO AVE / P.O. BOX 297 | Kahului | HI | 96732 | R-1 |  | Permanently Out of Use | 1993-03-18 | 2500 | Gasoline
9-101988 | AIRPORT URGENT CARE | 545 OHOHIA ST | Honolulu | HI | 96819 | AIRPORT URGENT CARE | 545 OHOHIA St | Honolulu | HI | 96819 | R-1 | 1975-08-09 | Permanently Out of Use | 1990-07-14 | 1000 | Gasoline
9-102966 | HONUAKAHA AFFORDABLE HOUSING COM | 545 QUEEN ST | Honolulu | HI | 96800 | STATE DBEDT - HAWAII COMM DEVELOPMENT AUTHORITY | 677 ALA MOANA BLVD, SUITE 1001 | Honolulu | HI | 96800 | R-1 |  | Permanently Out of Use | 1994-07-06 |  | Not Listed
9-102760 | EUROCARE/KEICO PACIFIC/SHONS AUT | 545 SOUTH ST | Honolulu | HI | 96813 | AMELCO CORPORATION | 2308 PAHOUNUI DR | Honolulu | HI | 96813 | R-3 |  | Permanently Out of Use | 1990-06-30 | 2000 | Gasoline
9-102418 | HAWAII COMMUNITY DEVELOPMENT AUTHORITY | 548 COOKE ST | Honolulu | HI | 96813 | STATE DBEDT - HAWAII COMM DEVELOPMENT AUTHORITY | 677 ALA MOANA BLVD, SUITE 1001 | Honolulu | HI | 96813 | 1 |  | Permanently Out of Use |  | 500 | Used Oil
9-102418 | HAWAII COMMUNITY DEVELOPMENT AUTHORITY | 548 COOKE ST | Honolulu | HI | 96813 | STATE DBEDT - HAWAII COMM DEVELOPMENT AUTHORITY | 677 ALA MOANA BLVD, SUITE 1001 | Honolulu | HI | 96813 | R-3 |  | Permanently Out of Use |  | 400 | Used Oil
9-102418 | HAWAII COMMUNITY DEVELOPMENT AUTHORITY | 548 COOKE ST | Honolulu | HI | 96813 | STATE DBEDT - HAWAII COMM DEVELOPMENT AUTHORITY | 677 ALA MOANA BLVD, SUITE 1001 | Honolulu | HI | 96813 | R-2 |  | Permanently Out of Use |  | 2000 | Used Oil
9-501698 | MAUI COUNTY POLICE DEPARATMENT | 55 MAHALANI DR | Kahului | HI | 96732 | COUNTY OF MAUI - POLICE DEPT | 55 MAHALANI ST | Kahului | HI | 96732 | R-16 | 1987-01-01 | Permanently Out of Use | 1998-12-18 | 2000 | Diesel
9-501698 | MAUI COUNTY POLICE DEPARATMENT | 55 MAHALANI DR | Kahului | HI | 96732 | COUNTY OF MAUI - POLICE DEPT | 55 MAHALANI ST | Kahului | HI | 96732 | R-17 | 1987-01-01 | Permanently Out of Use | 1998-12-21 | 5000 | Gasoline
9-501698 | MAUI COUNTY POLICE DEPARATMENT | 55 MAHALANI DR | Kahului | HI | 96732 | COUNTY OF MAUI - POLICE DEPT | 55 MAHALANI ST | Kahului | HI | 96732 | R-18 | 1987-01-01 | Permanently Out of Use | 1998-12-17 | 500 | Used Oil
9-501575 | HALEAKALA DAIRY | 55 S WAKEA | Kahului | HI | 96732 | HALEAKALA DAIRY |  | Kahului | HI | 96732 | R-1 | 1968-04-11 | Permanently Out of Use | 1997-09-17 | 1000 | Gasoline
9-101519 | Aloha Airport Cardlock | 550 PAIEA ST | Honolulu | HI | 96819 | ALOHA PETROLEUM, LTD. | 1132 Bishop Street, Suite 1700 | Honolulu | HI | 96819 | R-1 | 1985-04-17 | Permanently Out of Use | 1993-10-01 | 10000 | Gasoline
9-101519 | Aloha Airport Cardlock | 550 PAIEA ST | Honolulu | HI | 96819 | ALOHA PETROLEUM, LTD. | 1132 Bishop Street, Suite 1700 | Honolulu | HI | 96819 | 3 | 2003-12-01 | Currently In Use |  | 6000 | Diesel
9-101519 | Aloha Airport Cardlock | 550 PAIEA ST | Honolulu | HI | 96819 | ALOHA PETROLEUM, LTD. | 1132 Bishop Street, Suite 1700 | Honolulu | HI | 96819 | 2 | 2003-12-01 | Currently In Use |  | 6000 | Gasoline
9-101519 | Aloha Airport Cardlock | 550 PAIEA ST | Honolulu | HI | 96819 | ALOHA PETROLEUM, LTD. | 1132 Bishop Street, Suite 1700 | Honolulu | HI | 96819 | 87 | 1997-01-01 | Currently In Use |  | 12000 | Gasoline
9-702192 | HANALEI TRADER CORP | 5-5016 KUHIO HWY | Hanalei | HI | 96714 | HANALEI TRADER CORP. | 5-5016 KUHIO HWY | Hanalei | HI | 96714 | R-02 |  | Permanently Out of Use | 1990-03-19 | 1000 | Gasoline
9-702192 | HANALEI TRADER CORP | 5-5016 KUHIO HWY | Hanalei | HI | 96714 | HANALEI TRADER CORP. | 5-5016 KUHIO HWY | Hanalei | HI | 96714 | R-01 |  | Permanently Out of Use | 1990-03-19 | 2000 | Gasoline
9-200512 | LAIE CENTRAL OFFICE | 55-048 LANIHULI ST | Laie | HI | 96762 | Hawaiian Telcom | P.O. Box 2200 | Laie | HI | 96762 | R-M-001 | 1962-09-08 | Permanently Out of Use | 1988-03-01 | 285 | Diesel
9-200512 | LAIE CENTRAL OFFICE | 55-048 LANIHULI ST | Laie | HI | 96762 | Hawaiian Telcom | P.O. Box 2200 | Laie | HI | 96762 | M-1 | 1988-03-31 | Currently in Use |  | 550 | Diesel
9-703461 | CHING YOUNG VILLAGE (LOCATION OF CAPT. ZODIAC) | 5-5190 KUHIO HWY | Hanalei | HI | 96714 | CHING YOUNG VILLAGE | 5-5190 KUHIO HWY | Hanalei | HI | 96714 | R-1 | 1972-01-01 | Permanently Out of Use | 1998-08-01 | 1000 | Gasoline
9-703781 | St. Regis Princeville Resort | 5520 Ka Haku Rd | Princeville | HI | 96722 | St. Regis | 5520 Ka Haku Road | Princeville | HI | 96722 | m-1 | 1985-01-01 | Currently In Use |  | 5000 | Diesel
9-700434 | Kauai County Hanalei Base yard | 5-5364-B KUHIO HWY | Hanalei | HI | 96714 | KAUAI COUNTY - DEPT OF PUBLIC WORKS | 444 RICE ST. , STE 275 MAIKEHA BLDG | Hanalei | HI | 96714 | R-1 | 1955-06-06 | Permanently Out of Use | 1990-05-30 | 500 | Gasoline
9-201116 | LAIE CHEVRON SERVICE | 55-396 KAMEHAMEHA HWY | Laie | HI | 96762 | CHEVRON PRODUCTS COMPANY | 91-480 MALAKOLE ST. | Laie | HI | 96762 | R-4 | 1982-07-18 | Permanently Out of Use | 1991-02-11 | 4000 | Diesel
9-201116 | LAIE CHEVRON SERVICE | 55-396 KAMEHAMEHA HWY | Laie | HI | 96762 | CHEVRON PRODUCTS COMPANY | 91-480 MALAKOLE ST. | Laie | HI | 96762 | R-5 | 1982-07-18 | Permanently Out of Use | 1991-02-11 | 1000 | Used Oil
9-201116 | LAIE CHEVRON SERVICE | 55-396 KAMEHAMEHA HWY | Laie | HI | 96762 | CHEVRON PRODUCTS COMPANY | 91-480 MALAKOLE ST. | Laie | HI | 96762 | r-87 | 1982-07-18 | Permanently out of Use | 2013-07-02 | 10000 | Gasoline
9-201116 | LAIE CHEVRON SERVICE | 55-396 KAMEHAMEHA HWY | Laie | HI | 96762 | CHEVRON PRODUCTS COMPANY | 91-480 MALAKOLE ST. | Laie | HI | 96762 | r-89 | 1982-07-18 | Permanently out of Use | 2013-07-02 | 10000 | Gasoline
9-201116 | LAIE CHEVRON SERVICE | 55-396 KAMEHAMEHA HWY | Laie | HI | 96762 | CHEVRON PRODUCTS COMPANY | 91-480 MALAKOLE ST. | Laie | HI | 96762 | r-92 | 1982-07-18 | Permanently out of Use | 2013-07-02 | 10000 | Gasoline
9-602405 | JACK L. AYERS, JR. | 555 KALANIANAOLE ST | Hilo | HI | 96720 | JACK L. AYERS, JR. | 135 HOLOMUA ST | Hilo | HI | 96720 | R-001 |  | Permanently Out of Use | 1991-12-24 |  | Other
9-100075 | C&CH KAKAAKO FIRE STATION | 555 QUEEN ST | Honolulu | HI | 96813 | C&C OF HNL - HONOLULU FIRE DEPARATMENT | 636 South Street | Honolulu | HI | 96813 | R-1 | 1975-09-03 | Permanently Out of Use | 1994-02-01 | 500 | Diesel
9-100075 | C&CH KAKAAKO FIRE STATION | 555 QUEEN ST | Honolulu | HI | 96813 | C&C OF HNL - HONOLULU FIRE DEPARATMENT | 636 South Street | Honolulu | HI | 96813 | R-2 | 1975-09-03 | Permanently Out of Use | 1994-02-01 | 1000 | Gasoline
9-600729 | Minit Stop Hawii | 55-503 HAWI RD | Hawi | HI | 96719 | HAwaii Petroleum Inc | 16 Railroad Ave., Suite 202 | Hawi | HI | 96719 | R-1 | 1962-05-05 | Permanently Out of Use | 1995-08-07 | 2000 | Gasoline
9-600729 | Minit Stop Hawii | 55-503 HAWI RD | Hawi | HI | 96719 | HAwaii Petroleum Inc | 16 Railroad Ave., Suite 202 | Hawi | HI | 96719 | R-3 | 1973-05-05 | Permanently Out of Use | 1995-08-07 | 2000 | Gasoline
9-600729 | Minit Stop Hawii | 55-503 HAWI RD | Hawi | HI | 96719 | HAwaii Petroleum Inc | 16 Railroad Ave., Suite 202 | Hawi | HI | 96719 | R-4 |  | Permanently Out of Use | 1995-08-07 | 250 | Gasoline
9-600729 | Minit Stop Hawii | 55-503 HAWI RD | Hawi | HI | 96719 | HAwaii Petroleum Inc | 16 Railroad Ave., Suite 202 | Hawi | HI | 96719 | 6 | 1995-08-18 | Currently In Use |  | 12000 | Gasoline
9-600729 | Minit Stop Hawii | 55-503 HAWI RD | Hawi | HI | 96719 | HAwaii Petroleum Inc | 16 Railroad Ave., Suite 202 | Hawi | HI | 96719 | R-2 | 1962-05-05 | Permanently Out of Use | 1995-08-07 | 2000 | Gasoline
9-600729 | Minit Stop Hawii | 55-503 HAWI RD | Hawi | HI | 96719 | HAwaii Petroleum Inc | 16 Railroad Ave., Suite 202 | Hawi | HI | 96719 | 7 | 1995-08-18 | Currently In Use |  | 12000 | Gasoline
9-600729 | Minit Stop Hawii | 55-503 HAWI RD | Hawi | HI | 96719 | HAwaii Petroleum Inc | 16 Railroad Ave., Suite 202 | Hawi | HI | 96719 | R-5 |  | Permanently Out of Use | 1995-08-07 | 550 | Gasoline
9-202189 | Aloha Laie | 55-510 KAMEHAMEHA HWY | Laie | HI | 96762 | HAWAII RESERVES, INC. | 55-510 KAMEHAMEHA HWY | Laie | HI | 96762 | R-1 | 1972-12-31 | Permanently Out of Use | 1992-03-15 | 8000 | Gasoline
9-202189 | Aloha Laie | 55-510 KAMEHAMEHA HWY | Laie | HI | 96762 | HAWAII RESERVES, INC. | 55-510 KAMEHAMEHA HWY | Laie | HI | 96762 | R-2 | 1972-12-31 | Permanently Out of Use | 1992-03-15 | 10000 | Gasoline
9-202189 | Aloha Laie | 55-510 KAMEHAMEHA HWY | Laie | HI | 96762 | HAWAII RESERVES, INC. | 55-510 KAMEHAMEHA HWY | Laie | HI | 96762 | R-3 | 1972-12-31 | Permanently Out of Use | 1992-03-15 | 10000 | Gasoline
9-202189 | Aloha Laie | 55-510 KAMEHAMEHA HWY | Laie | HI | 96762 | HAWAII RESERVES, INC. | 55-510 KAMEHAMEHA HWY | Laie | HI | 96762 | R-4 | 1972-12-31 | Permanently Out of Use | 1992-02-24 | 750 | Used Oil
9-202189 | Aloha Laie | 55-510 KAMEHAMEHA HWY | Laie | HI | 96762 | HAWAII RESERVES, INC. | 55-510 KAMEHAMEHA HWY | Laie | HI | 96762 | R-6 | 1972-12-31 | Permanently Out of Use |  | 500 | Other
9-202189 | Aloha Laie | 55-510 KAMEHAMEHA HWY | Laie | HI | 96762 | HAWAII RESERVES, INC. | 55-510 KAMEHAMEHA HWY | Laie | HI | 96762 | R-5 | 1972-12-31 | Permanently Out of Use |  | 500 | Other
9-202189 | Aloha Laie | 55-510 KAMEHAMEHA HWY | Laie | HI | 96762 | HAWAII RESERVES, INC. | 55-510 KAMEHAMEHA HWY | Laie | HI | 96762 | 2a |  | To be installed |  | 7000 | Gasoline
9-202189 | Aloha Laie | 55-510 KAMEHAMEHA HWY | Laie | HI | 96762 | HAWAII RESERVES, INC. | 55-510 KAMEHAMEHA HWY | Laie | HI | 96762 | 2b |  | To be installed |  | 6800 | Gasohol
9-202189 | Aloha Laie | 55-510 KAMEHAMEHA HWY | Laie | HI | 96762 | HAWAII RESERVES, INC. | 55-510 KAMEHAMEHA HWY | Laie | HI | 96762 | 1a |  | To be installed |  | 9000 | Gasohol
9-202189 | Aloha Laie | 55-510 KAMEHAMEHA HWY | Laie | HI | 96762 | HAWAII RESERVES, INC. | 55-510 KAMEHAMEHA HWY | Laie | HI | 96762 | 1b |  | To be installed |  | 4800 | Diesel
9-202189 | Aloha Laie | 55-510 KAMEHAMEHA HWY | Laie | HI | 96762 | ALOHA PETROLEUM, LTD. | 1132 BISHOP STREET, SUITE 1700 | Laie | HI | 96762 | 2a |  | To be installed |  | 7000 | Gasoline
9-202189 | Aloha Laie | 55-510 KAMEHAMEHA HWY | Laie | HI | 96762 | ALOHA PETROLEUM, LTD. | 1132 BISHOP STREET, SUITE 1700 | Laie | HI | 96762 | 1a |  | To be installed |  | 9000 | Gasohol
9-202189 | Aloha Laie | 55-510 KAMEHAMEHA HWY | Laie | HI | 96762 | ALOHA PETROLEUM, LTD. | 1132 BISHOP STREET, SUITE 1700 | Laie | HI | 96762 | 2b |  | To be installed |  | 6800 | Gasohol
9-202189 | Aloha Laie | 55-510 KAMEHAMEHA HWY | Laie | HI | 96762 | ALOHA PETROLEUM, LTD. | 1132 BISHOP STREET, SUITE 1700 | Laie | HI | 96762 | R-1 | 1972-12-31 | Permanently Out of Use | 1992-03-15 | 8000 | Gasoline
9-202189 | Aloha Laie | 55-510 KAMEHAMEHA HWY | Laie | HI | 96762 | ALOHA PETROLEUM, LTD. | 1132 BISHOP STREET, SUITE 1700 | Laie | HI | 96762 | R-2 | 1972-12-31 | Permanently Out of Use | 1992-03-15 | 10000 | Gasoline
9-202189 | Aloha Laie | 55-510 KAMEHAMEHA HWY | Laie | HI | 96762 | ALOHA PETROLEUM, LTD. | 1132 BISHOP STREET, SUITE 1700 | Laie | HI | 96762 | R-3 | 1972-12-31 | Permanently Out of Use | 1992-03-15 | 10000 | Gasoline
9-202189 | Aloha Laie | 55-510 KAMEHAMEHA HWY | Laie | HI | 96762 | ALOHA PETROLEUM, LTD. | 1132 BISHOP STREET, SUITE 1700 | Laie | HI | 96762 | R-4 | 1972-12-31 | Permanently Out of Use | 1992-02-24 | 750 | Used Oil
9-202189 | Aloha Laie | 55-510 KAMEHAMEHA HWY | Laie | HI | 96762 | ALOHA PETROLEUM, LTD. | 1132 BISHOP STREET, SUITE 1700 | Laie | HI | 96762 | R-6 | 1972-12-31 | Permanently Out of Use |  | 500 | Other
9-202189 | Aloha Laie | 55-510 KAMEHAMEHA HWY | Laie | HI | 96762 | ALOHA PETROLEUM, LTD. | 1132 BISHOP STREET, SUITE 1700 | Laie | HI | 96762 | R-5 | 1972-12-31 | Permanently Out of Use |  | 500 | Other
9-202189 | Aloha Laie | 55-510 KAMEHAMEHA HWY | Laie | HI | 96762 | ALOHA PETROLEUM, LTD. | 1132 BISHOP STREET, SUITE 1700 | Laie | HI | 96762 | 1b |  | To be installed |  | 4800 | Diesel
9-103537 | REED LANE WAREHOUSE | 556 REED LN | Honolulu | HI | 96813 | KAMEHAMEHA SCHOOLS/BISHOP ESTATE | 567 S. KING ST KAWAIAHAO PLAZA, SUITE 200 | Honolulu | HI | 96813 | R-1 |  | Permanently Out of Use | 1999-08-12 | 1000 | Gasoline
9-201456 | LDS HAWAII TEMPLE | 55-600 NANILOA LP | Laie | HI | 96762 | LDS HAWAII TEMPLE | 55-600 NANILOA LOOP | Laie | HI | 96762 | 1 | 1978-05-09 | Permanently Out of Use | 1993-07-06 | 500 | Diesel
9-202660 | ZIONS SECURITIES CORP | 55-730 KAMEHAMEHA HWY | Laie | HI | 96762 | ZIONS SECURITIES CORP | 55-510 KAMEHAMEHA HWY | Laie | HI | 96762 | R-1 |  | Permanently Out of Use |  | 1000 | Gasoline
9-202660 | ZIONS SECURITIES CORP | 55-730 KAMEHAMEHA HWY | Laie | HI | 96762 | ZIONS SECURITIES CORP | 55-510 KAMEHAMEHA HWY | Laie | HI | 96762 | R-2 |  | Permanently Out of Use |  | 1000 | Gasoline
9-600014 | Mid Pac Petroleum llc 2705960 | 56 E PUAINAKO ST | Hilo | HI | 96720 | Mid Pac Petroleum LLC | 1100 Alakea St., 8th Floor | Hilo | HI | 96720 | R-5906-2 | 1968-04-15 | Permanently Out of Use | 1990-05-01 | 8000 | Gasoline
9-600014 | Mid Pac Petroleum llc 2705960 | 56 E PUAINAKO ST | Hilo | HI | 96720 | Mid Pac Petroleum LLC | 1100 Alakea St., 8th Floor | Hilo | HI | 96720 | 87 | 1990-05-01 | Currently in Use |  | 12000 | Gasoline
9-600014 | Mid Pac Petroleum llc 2705960 | 56 E PUAINAKO ST | Hilo | HI | 96720 | Mid Pac Petroleum LLC | 1100 Alakea St., 8th Floor | Hilo | HI | 96720 | R-5906-4 | 1968-04-15 | Permanently Out of Use | 1990-05-01 | 520 | Used Oil
9-600014 | Mid Pac Petroleum llc 2705960 | 56 E PUAINAKO ST | Hilo | HI | 96720 | Mid Pac Petroleum LLC | 1100 Alakea St., 8th Floor | Hilo | HI | 96720 | R-5906-1 | 1968-04-15 | Permanently Out of Use | 1990-05-01 | 8000 | Gasoline
9-600014 | Mid Pac Petroleum llc 2705960 | 56 E PUAINAKO ST | Hilo | HI | 96720 | Mid Pac Petroleum LLC | 1100 Alakea St., 8th Floor | Hilo | HI | 96720 | 92 | 1990-05-01 | Currently in Use |  | 12000 | Gasoline
9-600014 | Mid Pac Petroleum llc 2705960 | 56 E PUAINAKO ST | Hilo | HI | 96720 | Mid Pac Petroleum LLC | 1100 Alakea St., 8th Floor | Hilo | HI | 96720 | r-5906-04 | 1990-05-01 | Permanently out of Use | 2011-05-19 | 520 | Used Oil
9-101693 | AL TAKAHATA SUBARU | 560 N NIMITZ HWY | Honolulu | HI | 96817 | AL TAKAHATA SUBARU | 560 N NIMITZ HWY | Honolulu | HI | 96817 | R-1 | 1987-01-01 | Permanently Out of Use | 1992-03-26 | 1000 | Used Oil
9-200129 | C&CH LAIE CORP YARD | 56-020 KAMEHAMEHA HWY | Laie | HI | 96762 | C&CH Dept of Facility Maintenacne | 650 S king St, 11th Flr | Laie | HI | 96762 | 1A | 1992-11-01 | Currently In Use |  | 2500 | Diesel
9-200129 | C&CH LAIE CORP YARD | 56-020 KAMEHAMEHA HWY | Laie | HI | 96762 | C&CH Dept of Facility Maintenacne | 650 S king St, 11th Flr | Laie | HI | 96762 | 2A | 1992-11-01 | Currently In Use |  | 1000 | Gasoline
9-200129 | C&CH LAIE CORP YARD | 56-020 KAMEHAMEHA HWY | Laie | HI | 96762 | C&CH Dept of Facility Maintenacne | 650 S king St, 11th Flr | Laie | HI | 96762 | R-1 | 1967-01-01 | Permanently Out of Use | 1992-10-01 | 1500 | Diesel
9-200129 | C&CH LAIE CORP YARD | 56-020 KAMEHAMEHA HWY | Laie | HI | 96762 | C&CH Dept of Facility Maintenacne | 650 S king St, 11th Flr | Laie | HI | 96762 | R-2 | 1967-01-01 | Permanently Out of Use | 1992-10-01 | 500 | Diesel
9-203477 | KAHUKU SHRIMP CO., INC | 56-1069 KAM HWY | Kahuku | HI | 96731 | KAHUKU SHRIMP CO., INC | P.O. BOX 279 56-1069 KAM HWY | Kahuku | HI | 96731 | R-M-1 | 1982-10-01 | Permanently out of Use |  | 10000 | Diesel
9-202527 | POMAI, INC. | 56-156 KAMEHAMEHA HWY | Kahuku | HI | 96731 | HALEKULANI CORPORATION | 700 BISHOP ST, SUITE 1115 | Kahuku | HI | 96731 | R-2 | 1975-12-30 | Permanently Out of Use |  | 1500 | Gasoline
9-202527 | POMAI, INC. | 56-156 KAMEHAMEHA HWY | Kahuku | HI | 96731 | HALEKULANI CORPORATION | 700 BISHOP ST, SUITE 1115 | Kahuku | HI | 96731 | R-1 | 1975-12-31 | Permanently Out of Use |  | 1500 | Diesel
9-100774 | IOLANI SCHOOL | 563 KAMOKU ST | Honolulu | HI | 96826 | IOLANI SCHOOL | 563 KAMOKU ST | Honolulu | HI | 96826 | R-1 | 1961-03-17 | Permanently Out of Use | 1988-12-28 | 1000 | Gasoline
9-100774 | IOLANI SCHOOL | 563 KAMOKU ST | Honolulu | HI | 96826 | IOLANI SCHOOL | 563 KAMOKU ST | Honolulu | HI | 96826 | R-4 | 1988-12-31 | Permanently Out of Use | 1998-08-20 | 1000 | Gasoline
9-703783 | NEW CANNERY FUELS | 5633 Kawaihau Road | Kapaa | HI | 96746 | KAUAI AUTOMATED FUELS | 3011 AUKELE | Kapaa | HI | 96746 | 3 | 2004-04-15 | Temporarily out of Use |  | 3184 | Diesel
9-703783 | NEW CANNERY FUELS | 5633 Kawaihau Road | Kapaa | HI | 96746 | KAUAI AUTOMATED FUELS | 3011 AUKELE | Kapaa | HI | 96746 | 2 | 2004-04-15 | Temporarily out of Use |  | 7080 | Gasoline
9-703783 | NEW CANNERY FUELS | 5633 Kawaihau Road | Kapaa | HI | 96746 | KAUAI AUTOMATED FUELS | 3011 AUKELE | Kapaa | HI | 96746 | 1 | 2004-04-15 | Temporarily out of Use |  | 8085 | Gasoline
9-203877 | Manana Convenience Store | 564 Acacia Road | Pearl City | HI | 96782 | Marine Corps Base Hawaii Facilities Dept | Box 63082 | Pearl City | HI | 96782 | 87 | 2009-12-22 | Currently in Use |  | 8000 | Gasoline
9-203877 | Manana Convenience Store | 564 Acacia Road | Pearl City | HI | 96782 | Marine Corps Base Hawaii Facilities Dept | Box 63082 | Pearl City | HI | 96782 | 92 | 2009-12-22 | Currently in Use |  | 4000 | Gasoline
9-203289 | C&CH Kahuku Fire Station | 56-460 KAMEHAMEHA HWY | Kahuku | HI | 96731 | City and County of Honolulu | 560 S King st | Kahuku | HI | 96731 | 1 | 1985-02-01 | Currently In Use |  | 1000 | Diesel
9-200123 | C&CH Kahuku Police Station | 56-470 KAMEHAMEHA HWY | Kahuku | HI | 96731 | C&C of Honolulu, Dept of Facility Maintenance | 1000 Uluohia St, Suite 215 | Kahuku | HI | 96731 | 89 | 1995-05-01 | Currently in Use |  | 12000 | Gasoline
9-200123 | C&CH Kahuku Police Station | 56-470 KAMEHAMEHA HWY | Kahuku | HI | 96731 | C&C of Honolulu, Dept of Facility Maintenance | 1000 Uluohia St, Suite 215 | Kahuku | HI | 96731 | R-1 | 1986-01-01 | Permanently Out of Use | 1994-08-18 | 2000 | Gasoline
9-200123 | C&CH Kahuku Police Station | 56-470 KAMEHAMEHA HWY | Kahuku | HI | 96731 | C&C of Honolulu, Dept of Facility Maintenance | 1000 Uluohia St, Suite 215 | Kahuku | HI | 96731 | R-2 | 1986-01-01 | Permanently Out of Use | 1994-08-18 | 4000 | Gasoline
9-201870 | KAHUKU SS | 56-485 KAMEHAMEHA HWY | Kahuku | HI | 96731 | THE ESTATE OF JAMES CAMPBELL | 900 FORT St MALL, SUITE 1450 | Kahuku | HI | 96731 | R-3 | 1959-06-09 | Permanently Out of Use | 1992-02-20 | 5000 | Gasoline
9-201870 | KAHUKU SS | 56-485 KAMEHAMEHA HWY | Kahuku | HI | 96731 | THE ESTATE OF JAMES CAMPBELL | 900 FORT St MALL, SUITE 1450 | Kahuku | HI | 96731 | R-2 | 1959-06-09 | Permanently Out of Use | 1992-02-02 | 2000 | Gasoline
9-201870 | KAHUKU SS | 56-485 KAMEHAMEHA HWY | Kahuku | HI | 96731 | THE ESTATE OF JAMES CAMPBELL | 900 FORT St MALL, SUITE 1450 | Kahuku | HI | 96731 | R-1 | 1959-06-09 | Permanently Out of Use | 1992-02-20 | 2000 | Used Oil
9-100045 | Niu Valley 76 | 565 HALEMAUMAU ST | Honolulu | HI | 96821 | Mid Pac Petroleum LLC | 1100 Alakea Street, 8th floor | Honolulu | HI | 96821 | 1 | 2006-12-26 | Currently In Use |  | 12000 | Gasoline
9-100045 | Niu Valley 76 | 565 HALEMAUMAU ST | Honolulu | HI | 96821 | Mid Pac Petroleum LLC | 1100 Alakea Street, 8th floor | Honolulu | HI | 96821 | 3 | 2006-12-26 | Currently In Use |  | 6000 | Gasoline
9-100045 | Niu Valley 76 | 565 HALEMAUMAU ST | Honolulu | HI | 96821 | Mid Pac Petroleum LLC | 1100 Alakea Street, 8th floor | Honolulu | HI | 96821 | r-5042-4 | 1964-03-26 | Permanently Out of Use | 2005-01-05 | 285 | Used Oil
9-100045 | Niu Valley 76 | 565 HALEMAUMAU ST | Honolulu | HI | 96821 | Mid Pac Petroleum LLC | 1100 Alakea Street, 8th floor | Honolulu | HI | 96821 | 2 | 2006-12-26 | Currently In Use |  | 4000 | Diesel
9-100045 | Niu Valley 76 | 565 HALEMAUMAU ST | Honolulu | HI | 96821 | Mid Pac Petroleum LLC | 1100 Alakea Street, 8th floor | Honolulu | HI | 96821 | r-5 |  | Permanently Out of Use | 2005-05-31 | 420 | Unknown
9-100045 | Niu Valley 76 | 565 HALEMAUMAU ST | Honolulu | HI | 96821 | Mid Pac Petroleum LLC | 1100 Alakea Street, 8th floor | Honolulu | HI | 96821 | r-used oil | 1989-10-06 | Permanently Out of Use | 2004-12-07 | 520 | Used Oil
9-100045 | Niu Valley 76 | 565 HALEMAUMAU ST | Honolulu | HI | 96821 | Mid Pac Petroleum LLC | 1100 Alakea Street, 8th floor | Honolulu | HI | 96821 | r-92 | 1989-10-06 | Permanently Out of Use | 2004-12-17 | 12000 | Gasoline
9-100045 | Niu Valley 76 | 565 HALEMAUMAU ST | Honolulu | HI | 96821 | Mid Pac Petroleum LLC | 1100 Alakea Street, 8th floor | Honolulu | HI | 96821 | r-87 | 1989-10-06 | Permanently Out of Use | 2005-12-17 | 12000 | Gasoline
9-100045 | Niu Valley 76 | 565 HALEMAUMAU ST | Honolulu | HI | 96821 | Mid Pac Petroleum LLC | 1100 Alakea Street, 8th floor | Honolulu | HI | 96821 | R-5042-2 | 1964-03-26 | Permanently Out of Use | 1989-01-01 | 7500 | Gasoline
9-100045 | Niu Valley 76 | 565 HALEMAUMAU ST | Honolulu | HI | 96821 | Mid Pac Petroleum LLC | 1100 Alakea Street, 8th floor | Honolulu | HI | 96821 | R-5042-1 | 1964-03-26 | Permanently Out of Use | 1989-01-01 | 7500 | Gasoline
9-600562 | HILO BASE YARD | 565 LANIKAULA ST | Hilo | HI | 96720 | VERIZON HAWAII | 1177 BISHOP ST. P.O. BOX 2200 Hon.HI 96841 | Hilo | HI | 96720 | R-1 | 1973-05-07 | Permanently Out of Use | 1998-08-10 | 1000 | Gasoline
9-201721 | VULA Express | 56-565 KAMEHAMEHA HWY | Kahuku | HI | 96731 | Vula Express | P.O. Box 134 | Kahuku | HI | 96731 | 87 | 1988-07-31 | Currently in Use |  | 10000 | Gasoline
9-201721 | VULA Express | 56-565 KAMEHAMEHA HWY | Kahuku | HI | 96731 | Vula Express | P.O. Box 134 | Kahuku | HI | 96731 | 89 | 1988-07-31 | Currently in Use |  | 10000 | Gasoline
9-201721 | VULA Express | 56-565 KAMEHAMEHA HWY | Kahuku | HI | 96731 | Vula Express | P.O. Box 134 | Kahuku | HI | 96731 | 92 | 1988-07-31 | Currently in Use |  | 10000 | Gasoline
9-202982 | C&CH KAHUKU WWTP | 56-701 KAMEHAMEHA HWY | Kahuku | HI | 96731 | C&C HNL - DEPT OF ENVIRONMENTAL SERVICES | 1000 ULU'OHIA STREET, SUITE 308 | Kahuku | HI | 96731 | M-1 | 1992-03-02 | Currently in Use |  | 2500 | Diesel
9-202656 | TURTLE BAY RESORT Golf Course (Fazio GC Maintenance Facility) | 57-049 KUILIMA DRIVE | Kahuku | HI | 96731 | Turtle Bay resort, LLC | 57-049 Kuilima drive | Kahuku | HI | 96731 | 1 | 1988-08-08 | Currently in Use |  | 2000 | Gasoline
9-202656 | TURTLE BAY RESORT Golf Course (Fazio GC Maintenance Facility) | 57-049 KUILIMA DRIVE | Kahuku | HI | 96731 | Turtle Bay resort, LLC | 57-049 Kuilima drive | Kahuku | HI | 96731 | R-2 | 1969-06-02 | Permanently Out of Use | 1988-08-01 | 2000 | Gasoline
9-203502 | Turtle Bay Resort LLC dba Turtle Bay Wastewater Treatment, LLC | 57-082 KAM HWY | Kahuku | HI | 96731 | Turtle Bay Wastewater Treatment , LLC | 57-082 Kamehameha Hw | Kahuku | HI | 96731 | M-1 | 1991-01-01 | Currently In Use |  | 2500 | Diesel
9-201780 | TURTLE BAY HILTON - HOTEL | 57-091 KAMEHAMEHA HWY | Kahuku | HI | 96731 | ASAHI JYUKEN (U.S.A.) INC | 1440 Kapiolani Blvd. Suite 1200 | Kahuku | HI | 96731 | R-M-1 | 1969-06-02 | Permanently Out of Use | 1998-12-21 | 1500 | Diesel
9-202657 | TURTLE BAY HILTON - WASTE TREATMENT | 57-091 KAMEHAMEHA HWY | Kahuku | HI | 96731 | ASAHI JYUKEN (U.S.A.) INC | 1440 Kapiolani Blvd. Suite 1200 | Kahuku | HI | 96731 | R-3 | 1969-06-02 | Permanently Out of Use | 1990-12-26 | 6000 | Gasoline
9-101107 | K & Y Chevron 91524 | 571 S QUEEN ST | Honolulu | HI | 96813 | CHEVRON PRODUCTS COMPANY | 91-480 MALAKOLE ST. | Honolulu | HI | 96813 | R-4 | 1982-07-18 | Permanently Out of Use | 2002-08-26 | 1000 | Used Oil
9-101107 | K & Y Chevron 91524 | 571 S QUEEN ST | Honolulu | HI | 96813 | CHEVRON PRODUCTS COMPANY | 91-480 MALAKOLE ST. | Honolulu | HI | 96813 | R-3 | 1982-07-18 | Permanently Out of Use | 2002-08-26 | 10000 | Gasoline
9-101107 | K & Y Chevron 91524 | 571 S QUEEN ST | Honolulu | HI | 96813 | CHEVRON PRODUCTS COMPANY | 91-480 MALAKOLE ST. | Honolulu | HI | 96813 | R-2 | 1982-07-18 | Permanently Out of Use | 2002-08-26 | 10000 | Gasoline
9-101107 | K & Y Chevron 91524 | 571 S QUEEN ST | Honolulu | HI | 96813 | CHEVRON PRODUCTS COMPANY | 91-480 MALAKOLE ST. | Honolulu | HI | 96813 | R-1 | 1982-07-18 | Permanently Out of Use | 2002-08-26 | 10000 | Gasoline
9-101993 | NIU VALLEY PUMP STATION | 5712 KALANIANAOLE HWY | Honolulu | HI | 96821 | City and County of Honolulu | Environmental Services Collection System Maintenance Pumping Station Operations 98-989 Iwaena Street | Honolulu | HI | 96821 | M-1 | 1987-06-08 | Currently in Use |  | 2000 | Diesel
9-600717 | YAMADA TRANSFER, INC. | 573 LANIKAULA ST | Hilo | HI | 96720 | YAMADA TRANSFER, INC. | 733 KANOELEHUA AVE | Hilo | HI | 96720 | R-1 | 1971-04-01 | Permanently Out of Use | 1998-08-11 | 10000 | Gasoline
9-600717 | YAMADA TRANSFER, INC. | 573 LANIKAULA ST | Hilo | HI | 96720 | YAMADA TRANSFER, INC. | 733 KANOELEHUA AVE | Hilo | HI | 96720 | R-2 | 1971-04-01 | Permanently Out of Use | 1998-08-11 | 10000 | Diesel
9-100885 | STEVEN S. NAGAMINE | 574 ALA MOANA BLVD | Honolulu | HI | 96813 | STEVEN S. NAGAMINE | 574 ALA MOANA BLVD | Honolulu | HI | 96813 | R-2 | 1946-05-06 | Permanently Out of Use |  | 2050 | Gasoline
9-100884 | FLAMINGO ENTERPRISES, INC. | 574 ALA MOANA BLVD | Honolulu | HI | 96813 | FLAMINGO ENTERPRISES, INC. | 1006 WAIMANU ST | Honolulu | HI | 96813 | R-1 | 1946-05-06 | Permanently Out of Use |  | 500 | Diesel
9-100885 | STEVEN S. NAGAMINE | 574 ALA MOANA BLVD | Honolulu | HI | 96813 | STEVEN S. NAGAMINE | 574 ALA MOANA BLVD | Honolulu | HI | 96813 | R-1 | 1946-05-06 | Permanently Out of Use |  | 3050 | Gasoline
9-203632 | KAPOLEI SHELL | 577 FARRINGTON HWY | Kapolei | HI | 96707 | ALOHA PETROLEUM, LTD. | 1132 BISHOP STREET, SUITE 1700 | Kapolei | HI | 96707 | UST 4 | 2000-02-01 | Currently In Use |  | 15000 | Gasoline
9-203632 | KAPOLEI SHELL | 577 FARRINGTON HWY | Kapolei | HI | 96707 | ALOHA PETROLEUM, LTD. | 1132 BISHOP STREET, SUITE 1700 | Kapolei | HI | 96707 | UST 3 | 2000-02-01 | Currently In Use |  | 12000 | Gasoline
9-203632 | KAPOLEI SHELL | 577 FARRINGTON HWY | Kapolei | HI | 96707 | ALOHA PETROLEUM, LTD. | 1132 BISHOP STREET, SUITE 1700 | Kapolei | HI | 96707 | UST 2 | 2000-02-01 | Currently In Use |  | 12000 | Gasoline
9-203632 | KAPOLEI SHELL | 577 FARRINGTON HWY | Kapolei | HI | 96707 | ALOHA PETROLEUM, LTD. | 1132 BISHOP STREET, SUITE 1700 | Kapolei | HI | 96707 | UST 1 | 2000-02-01 | Currently In Use |  | 12000 | Diesel
9-503077 | KAGEHIRO SERVICE STATION | 58 BALDWIN AVE | Paia | HI | 96779 | EDWIN KAGEHIRO | 236 EHILANI ST | Paia | HI | 96779 | R-1 |  | Permanently Out of Use | 1995-06-13 | 550 | Gasoline
9-503077 | KAGEHIRO SERVICE STATION | 58 BALDWIN AVE | Paia | HI | 96779 | EDWIN KAGEHIRO | 236 EHILANI ST | Paia | HI | 96779 | R-2 |  | Permanently Out of Use | 1995-06-13 | 1000 | Gasoline
9-503077 | KAGEHIRO SERVICE STATION | 58 BALDWIN AVE | Paia | HI | 96779 | EDWIN KAGEHIRO | 236 EHILANI ST | Paia | HI | 96779 | R-3 |  | Permanently Out of Use | 1995-06-13 | 1000 | Gasoline
9-600474 | ANDREWS TRUCKING SERVICE INC. | 58 KEAA ST | Hilo | HI | 96720 | EDWARD R. KUWAYE & CO. | 16-630 KIPIMANA ST | Hilo | HI | 96720 | R-1 | 1968-04-29 | Permanently Out of Use | 1999-12-03 | 500 | Gasoline
9-200104 | WAHIAWA UNION | 58 S KAMEHAMEHA HWY | Wahiawa | HI | 96786 | Tosco Marketing Company | P. O. Box 25376 | Wahiawa | HI | 96786 | R-4334-4-2 | 1989-06-01 | Permanently Out of Use | 2001-01-10 | 520 | Used Oil
9-200104 | WAHIAWA UNION | 58 S KAMEHAMEHA HWY | Wahiawa | HI | 96786 | Tosco Marketing Company | P. O. Box 25376 | Wahiawa | HI | 96786 | R-4334-2 | 1982-10-13 | Permanently Out of Use | 2001-01-10 | 10000 | Gasoline
9-200104 | WAHIAWA UNION | 58 S KAMEHAMEHA HWY | Wahiawa | HI | 96786 | Tosco Marketing Company | P. O. Box 25376 | Wahiawa | HI | 96786 | R-4334-3 | 1957-01-01 | Permanently Out of Use | 1989-06-01 | 8000 | Diesel
9-200104 | WAHIAWA UNION | 58 S KAMEHAMEHA HWY | Wahiawa | HI | 96786 | Tosco Marketing Company | P. O. Box 25376 | Wahiawa | HI | 96786 | R-4334-4-1 | 1957-10-13 | Permanently Out of Use | 1989-06-15 | 550 | Used Oil
9-200104 | WAHIAWA UNION | 58 S KAMEHAMEHA HWY | Wahiawa | HI | 96786 | Tosco Marketing Company | P. O. Box 25376 | Wahiawa | HI | 96786 | R-3 | 1989-06-01 | Permanently Out of Use | 2001-01-10 | 10000 | Diesel
9-200104 | WAHIAWA UNION | 58 S KAMEHAMEHA HWY | Wahiawa | HI | 96786 | Tosco Marketing Company | P. O. Box 25376 | Wahiawa | HI | 96786 | R-4334-1 | 1982-10-13 | Permanently Out of Use | 2001-01-20 | 10000 | Gasoline
9-101500 | YICK LUNG CO., INC. | 580 DILLINGHAM BLVD | Honolulu | HI | 96817 | YICK LUNG CO., INC. | 580 DILLINGHAM BLVD | Honolulu | HI | 96817 | R-1 | 1960-01-01 | Permanently Out of Use |  | 1000 | Gasoline
9-102995 | HARRY & JEANETTE WEINBERG FOUNDATION | 580 N NIMITZ HWY | Honolulu | HI | 96817 | HARRY & JEANETTE WEINBERG FOUNDATION | 3660 WAIALAE AVE, SUITE 400 | Honolulu | HI | 96817 | R-2 |  | Permanently Out of Use | 1994-11-15 | 1000 | Diesel
9-102995 | HARRY & JEANETTE WEINBERG FOUNDATION | 580 N NIMITZ HWY | Honolulu | HI | 96817 | HARRY & JEANETTE WEINBERG FOUNDATION | 3660 WAIALAE AVE, SUITE 400 | Honolulu | HI | 96817 | R-1 |  | Permanently Out of Use | 1994-11-15 | 1000 | Gasoline
9-101873 | TONY'S LIQUOR AND DELI | 581 DILLINGHAM BLVD | Honolulu | HI | 96817 | ALOHA PETROLEUM, LTD. | 1132 BISHOP STREET, SUITE 1700 | Honolulu | HI | 96817 | 87 | 1989-06-29 | Currently In Use |  | 10000 | Gasoline
9-101873 | TONY'S LIQUOR AND DELI | 581 DILLINGHAM BLVD | Honolulu | HI | 96817 | ALOHA PETROLEUM, LTD. | 1132 BISHOP STREET, SUITE 1700 | Honolulu | HI | 96817 | 92 | 1989-06-29 | Currently In Use |  | 10000 | Gasoline
9-101873 | TONY'S LIQUOR AND DELI | 581 DILLINGHAM BLVD | Honolulu | HI | 96817 | ALOHA PETROLEUM, LTD. | 1132 BISHOP STREET, SUITE 1700 | Honolulu | HI | 96817 | R-1 | 1966-09-15 | Permanently Out of Use | 1986-08-01 | 7000 | Gasoline
9-101873 | TONY'S LIQUOR AND DELI | 581 DILLINGHAM BLVD | Honolulu | HI | 96817 | ALOHA PETROLEUM, LTD. | 1132 BISHOP STREET, SUITE 1700 | Honolulu | HI | 96817 | R-2 | 1966-09-15 | Permanently Out of Use | 1986-08-01 | 6000 | Gasoline
9-101873 | TONY'S LIQUOR AND DELI | 581 DILLINGHAM BLVD | Honolulu | HI | 96817 | ALOHA PETROLEUM, LTD. | 1132 BISHOP STREET, SUITE 1700 | Honolulu | HI | 96817 | R-4 | 1966-09-15 | Permanently Out of Use | 1986-08-01 | 1000 | Used Oil
9-101873 | TONY'S LIQUOR AND DELI | 581 DILLINGHAM BLVD | Honolulu | HI | 96817 | ALOHA PETROLEUM, LTD. | 1132 BISHOP STREET, SUITE 1700 | Honolulu | HI | 96817 | R-3 | 1966-09-15 | Permanently Out of Use | 1986-08-01 | 3000 | Gasoline
9-100155 | AAA HAWAII BUILDING | 590 QUEEN ST | Honolulu | HI | 96813 | C AND F MACHINERY CORP. | 91-060 HANUA ST | Honolulu | HI | 96813 | R-4 |  | Permanently Out of Use | 1998-07-02 | 1000 | Used Oil
9-100155 | AAA HAWAII BUILDING | 590 QUEEN ST | Honolulu | HI | 96813 | C AND F MACHINERY CORP. | 91-060 HANUA ST | Honolulu | HI | 96813 | R-2 | 1981-03-26 | Permanently Out of Use | 1998-07-02 | 8000 | Gasoline
9-100155 | AAA HAWAII BUILDING | 590 QUEEN ST | Honolulu | HI | 96813 | C AND F MACHINERY CORP. | 91-060 HANUA ST | Honolulu | HI | 96813 | R-3 | 1981-03-26 | Permanently Out of Use | 1998-07-02 | 8000 | Gasoline
9-100155 | AAA HAWAII BUILDING | 590 QUEEN ST | Honolulu | HI | 96813 | C AND F MACHINERY CORP. | 91-060 HANUA ST | Honolulu | HI | 96813 | R-1 | 1981-03-26 | Permanently Out of Use | 1998-07-02 | 8000 | Gasoline
9-201312 | WALTER HONDA | 59-076 KAHAE RD | Haleiwa | HI | 96712 | WALTER HONDA | 59-076 KAHAE ROAD | Haleiwa | HI | 96712 | R-1 |  | Permanently Out of Use | 1993-07-19 | 1000 | Gasoline
9-201312 | WALTER HONDA | 59-076 KAHAE RD | Haleiwa | HI | 96712 | WALTER HONDA | 59-076 KAHAE ROAD | Haleiwa | HI | 96712 | R-2 |  | Permanently Out of Use | 1993-07-19 | 1000 | Diesel
9-601410 | KULANA FOODS, LTD. | 590-J W KAWAILANI ST | Hilo | HI | 96720 | KULANA FOODS, LTD. | P.O. BOX 963 | Hilo | HI | 96720 | R-1 | 1956-12-30 | Permanently Out of Use | 1989-11-15 | 550 | Gasoline
9-503008 | ROJAC TRUCKING | 591 HALEAKALA HWY | Paia | HI | 96779 | A & B PROPERTIES, INC. | 822 BISHOP ST | Paia | HI | 96779 | R-1 |  | Permanently Out of Use | 1995-02-02 | 2000 | Gasoline
9-201123 | H J Inc dbaSUNSET BEACH CHEVRON | 59-186 KAMEHAMEHA HWY | Haleiwa | HI | 96712 | H.J. Inc | 59-186 Kam Hwy | Haleiwa | HI | 96712 | R-3 | 1969-07-18 | Permanently Out of Use | 1994-11-29 | 5000 | Gasoline
9-201123 | H J Inc dbaSUNSET BEACH CHEVRON | 59-186 KAMEHAMEHA HWY | Haleiwa | HI | 96712 | H.J. Inc | 59-186 Kam Hwy | Haleiwa | HI | 96712 | R-4 | 1969-07-18 | Permanently Out of Use | 1994-11-28 | 1000 | Used Oil
9-201123 | H J Inc dbaSUNSET BEACH CHEVRON | 59-186 KAMEHAMEHA HWY | Haleiwa | HI | 96712 | H.J. Inc | 59-186 Kam Hwy | Haleiwa | HI | 96712 | 87 | 1994-11-30 | Currently In Use |  | 12000 | Gasoline
9-201123 | H J Inc dbaSUNSET BEACH CHEVRON | 59-186 KAMEHAMEHA HWY | Haleiwa | HI | 96712 | H.J. Inc | 59-186 Kam Hwy | Haleiwa | HI | 96712 | 92b | 1994-11-30 | Currently In Use |  | 6000 | Gasoline
9-201123 | H J Inc dbaSUNSET BEACH CHEVRON | 59-186 KAMEHAMEHA HWY | Haleiwa | HI | 96712 | H.J. Inc | 59-186 Kam Hwy | Haleiwa | HI | 96712 | R-2 | 1969-07-18 | Permanently Out of Use | 1994-11-29 | 10000 | Gasoline
9-201123 | H J Inc dbaSUNSET BEACH CHEVRON | 59-186 KAMEHAMEHA HWY | Haleiwa | HI | 96712 | H.J. Inc | 59-186 Kam Hwy | Haleiwa | HI | 96712 | R-1 | 1969-07-18 | Permanently Out of Use | 1994-11-29 | 10000 | Gasoline
9-201123 | H J Inc dbaSUNSET BEACH CHEVRON | 59-186 KAMEHAMEHA HWY | Haleiwa | HI | 96712 | H.J. Inc | 59-186 Kam Hwy | Haleiwa | HI | 96712 | 89a | 1994-11-30 | Currently In Use |  | 5000 | Gasoline
9-200529 | SUNSET BEACH CENTRAL OFFICE | 59-582 KAMEHAMEHA HWY | Haleiwa | HI | 96712 | Hawaiian Telcom | P.O. Box 2200 | Haleiwa | HI | 96712 | R-M-1 | 1969-03-07 | Permanently Out of Use | 1986-03-31 | 200 | Diesel
9-200529 | SUNSET BEACH CENTRAL OFFICE | 59-582 KAMEHAMEHA HWY | Haleiwa | HI | 96712 | Hawaiian Telcom | P.O. Box 2200 | Haleiwa | HI | 96712 | M-156 | 1986-03-07 | Currently in Use |  | 550 | Diesel
9-202534 | OAHU LANDSCAPING | 59-661 ALAPIO RD | Haleiwa | HI | 96712 | OAHU LANDSCAPING | 59-661 ALAPIO RD | Haleiwa | HI | 96712 | P-1 |  | Permanently Out of Use |  |  | Not Listed
9-201493 | PUPUKEA SERVICE STATION | 59-680 KAMEHAMEHA HWY | Haleiwa | HI | 96712 | RONALD K./ MICHAEL T. TOSHIKAWA | 59-680 KAMEHAMEHA HWY | Haleiwa | HI | 96712 | R-5 | 1961-04-27 | Permanently Out of Use | 1999-09-29 | 500 | Used Oil
9-201493 | PUPUKEA SERVICE STATION | 59-680 KAMEHAMEHA HWY | Haleiwa | HI | 96712 | RONALD K./ MICHAEL T. TOSHIKAWA | 59-680 KAMEHAMEHA HWY | Haleiwa | HI | 96712 | R-4 | 1974-04-27 | Permanently Out of Use | 1999-09-29 | 4000 | Gasoline
9-201493 | PUPUKEA SERVICE STATION | 59-680 KAMEHAMEHA HWY | Haleiwa | HI | 96712 | RONALD K./ MICHAEL T. TOSHIKAWA | 59-680 KAMEHAMEHA HWY | Haleiwa | HI | 96712 | R-2 | 1961-04-27 | Permanently Out of Use | 1999-09-29 | 6000 | Gasoline
9-201493 | PUPUKEA SERVICE STATION | 59-680 KAMEHAMEHA HWY | Haleiwa | HI | 96712 | RONALD K./ MICHAEL T. TOSHIKAWA | 59-680 KAMEHAMEHA HWY | Haleiwa | HI | 96712 | R-1 | 1961-04-27 | Permanently Out of Use | 1999-09-29 | 4000 | Gasoline
9-201493 | PUPUKEA SERVICE STATION | 59-680 KAMEHAMEHA HWY | Haleiwa | HI | 96712 | RONALD K./ MICHAEL T. TOSHIKAWA | 59-680 KAMEHAMEHA HWY | Haleiwa | HI | 96712 | R-3 | 1961-04-27 | Permanently Out of Use | 1999-09-29 | 4000 | Gasoline
9-200093 | C&CH SUNSET BEACH FIRE STATION | 59-719 KAMEHAMEHA HWY | Haleiwa | HI | 96712 | C&C HNL Fire Dept | 636 South Street | Haleiwa | HI | 96712 | R-1 | 1965-01-30 | Permanently Out of Use | 1992-11-04 | 284 | Other
9-200093 | C&CH SUNSET BEACH FIRE STATION | 59-719 KAMEHAMEHA HWY | Haleiwa | HI | 96712 | C&C HNL Fire Dept | 636 South Street | Haleiwa | HI | 96712 | 1 | 1994-04-01 | Currently In Use |  | 1000 | Diesel
9-200887 | WAIMEA FALLS PARK | 59-864 KAMEHAMEHA HWY | Haleiwa | HI | 96712 | WAIMEA FALLS PARK | 59-864 KAMEHAMEHA HWY | Haleiwa | HI | 96712 | R-1 | 1971-05-06 | Permanently Out of Use | 1993-03-25 | 1000 | Gasoline
9-203953 | CPB (Former arby's restaurant) | 6 Hoolai St | Kailua | HI | 96734 | Bank of Hawaii trustee | under the willand of the Estate of Juliet magoon Trust P.O. Box 3170 | Kailua | HI | 96734 | r-1 |  | Permanently out of Use | 2015-10-05 | 5000 | Unknown
9-203953 | CPB (Former arby's restaurant) | 6 Hoolai St | Kailua | HI | 96734 | Bank of Hawaii trustee | under the willand of the Estate of Juliet magoon Trust P.O. Box 3170 | Kailua | HI | 96734 | r-2 |  | Permanently out of Use | 2015-10-05 | 8000 | Unknown
9-203953 | CPB (Former arby's restaurant) | 6 Hoolai St | Kailua | HI | 96734 | Central Pacifc Bank | P.O. Box 3590 | Kailua | HI | 96734 | r-1 |  | Permanently out of Use | 2015-10-05 | 5000 | Unknown
9-203953 | CPB (Former arby's restaurant) | 6 Hoolai St | Kailua | HI | 96734 | Central Pacifc Bank | P.O. Box 3590 | Kailua | HI | 96734 | r-2 |  | Permanently out of Use | 2015-10-05 | 8000 | Unknown
9-501358 | BLUE & WHITE BUS LINE, LTD. | 60 KANOA ST | Wailuku | HI | 96793 | BLUE & WHITE BUS LINE, LTD. | 140 KAULAWAHINE St | Wailuku | HI | 96793 | 1 |  | Permanently Out of Use |  |  | Gasoline
9-603628 | FORMER SCHUMAN LUMBER | 60 KEAA ST | Hilo | HI | 96720 | EDWARD R. KUWAYE & CO. | 16-630 KIPIMANA ST | Hilo | HI | 96720 | R-1 |  | Permanently Out of Use | 1999-12-02 | 1000 | Gasoline
9-603628 | FORMER SCHUMAN LUMBER | 60 KEAA ST | Hilo | HI | 96720 | EDWARD R. KUWAYE & CO. | 16-630 KIPIMANA ST | Hilo | HI | 96720 | R-2 |  | Permanently Out of Use | 1999-12-02 | 550 | Gasoline
9-600715 | BREWER ENVIRONMENTAL INDUSTRIES | 60 KUHIO WHARF RD | Hilo | HI | 96720 | BREWER ENVIRONMENTAL INDUSTRIES | 311 B PACIFIC ST | Hilo | HI | 96720 | R-1 | 1936-01-22 | Permanently Out of Use |  | 557 | Diesel
9-600715 | BREWER ENVIRONMENTAL INDUSTRIES | 60 KUHIO WHARF RD | Hilo | HI | 96720 | BREWER ENVIRONMENTAL INDUSTRIES | 311 B PACIFIC ST | Hilo | HI | 96720 | R-3 | 1936-01-22 | Permanently Out of Use |  | 285 | Used Oil
9-600715 | BREWER ENVIRONMENTAL INDUSTRIES | 60 KUHIO WHARF RD | Hilo | HI | 96720 | BREWER ENVIRONMENTAL INDUSTRIES | 311 B PACIFIC ST | Hilo | HI | 96720 | R-2 | 1936-01-22 | Permanently Out of Use |  | 1000 | Gasoline
9-602757 | GEO CO., INC. | 60 POHAKU | Hilo | HI | 96720 | GEO CO., INC | 60 POHAKU | Hilo | HI | 96720 | R-1 | 1983-01-01 | Permanently Out of Use | 1993-08-26 | 550 | Gasoline
9-500552 | WAILUKU CENTRAL OFFICE | 60 S CHURCH ST | Wailuku | HI | 96793 | Hawaiian Telcom | P.O. Box 2200 | Wailuku | HI | 96793 | R-M-2 | 1996-09-03 | Permanently Out of Use | 1999-10-21 | 1000 | Diesel
9-500552 | WAILUKU CENTRAL OFFICE | 60 S CHURCH ST | Wailuku | HI | 96793 | Hawaiian Telcom | P.O. Box 2200 | Wailuku | HI | 96793 | m-1 | 1999-11-01 | Currently In Use |  | 2500 | Diesel
9-500552 | WAILUKU CENTRAL OFFICE | 60 S CHURCH ST | Wailuku | HI | 96793 | Hawaiian Telcom | P.O. Box 2200 | Wailuku | HI | 96793 | R-M-1 | 1971-05-08 | Permanently Out of Use | 1996-08-20 | 1000 | Diesel
9-500393 | HANZAWA STORE | 600 KAUPAKALUA RD | Haiku | HI | 96708 | RTH INC. DBA HANZAWA STORE | 1833 KAUPAKALUA RD | Haiku | HI | 96708 | R-1 | 1966-04-22 | Permanently Out of Use | 1995-04-20 | 1000 | Gasoline
9-500393 | HANZAWA STORE | 600 KAUPAKALUA RD | Haiku | HI | 96708 | RTH INC. DBA HANZAWA STORE | 1833 KAUPAKALUA RD | Haiku | HI | 96708 | R-3 | 1966-01-01 | Permanently Out of Use | 1995-04-20 | 300 | Gasoline
9-500393 | HANZAWA STORE | 600 KAUPAKALUA RD | Haiku | HI | 96708 | RTH INC. DBA HANZAWA STORE | 1833 KAUPAKALUA RD | Haiku | HI | 96708 | R-2 | 1973-04-22 | Permanently Out of Use | 1995-04-20 | 3000 | Gasoline
9-501801 | MAUI COMMUNITY CORRECTIONAL CENTER | 600 WAIALE DR | Wailuku | HI | 96793 | STATE PSD - MAUI COMMUNITY CORRECTIONAL CENTER | 600 WAIALE DRIVE | Wailuku | HI | 96793 | R-1 | 1959-12-31 | Permanently Out of Use | 1992-10-20 | 550 | Gasoline
9-100757 | DOLE CAN PLANT | 601 IWILEI RD | Honolulu | HI | 96817 | DOLE FOOD COMPANY HAWAII, INC | 1116 WHITMORE AVE | Honolulu | HI | 96817 | R-CP2 | 1972-05-07 | Permanently Out of Use | 1988-12-12 | 10000 | Other
9-100757 | DOLE CAN PLANT | 601 IWILEI RD | Honolulu | HI | 96817 | DOLE FOOD COMPANY HAWAII, INC | 1116 WHITMORE AVE | Honolulu | HI | 96817 | R-CP4 | 1972-05-07 | Permanently Out of Use | 1988-12-12 | 5000 | Other
9-100757 | DOLE CAN PLANT | 601 IWILEI RD | Honolulu | HI | 96817 | DOLE FOOD COMPANY HAWAII, INC | 1116 WHITMORE AVE | Honolulu | HI | 96817 | R-CP1 | 1970-05-07 | Permanently Out of Use | 1988-12-12 | 5000 | Other
9-100757 | DOLE CAN PLANT | 601 IWILEI RD | Honolulu | HI | 96817 | DOLE FOOD COMPANY HAWAII, INC | 1116 WHITMORE AVE | Honolulu | HI | 96817 | R-CP3 | 1972-05-07 | Permanently Out of Use | 1988-12-12 | 3000 | Other
9-100083 | C&CH KUAKINI FIRE STATION | 601 N KUAKINI ST | Honolulu | HI | 96817 | C&C HNL Fire Dept | 636 South Street | Honolulu | HI | 96817 | 1 | 1991-02-28 | Temporarily out of Use |  | 1000 | Diesel
9-100083 | C&CH KUAKINI FIRE STATION | 601 N KUAKINI ST | Honolulu | HI | 96817 | C&C HNL Fire Dept | 636 South Street | Honolulu | HI | 96817 | R-1 | 1965-01-30 | Permanently Out of Use | 1991-01-07 | 550 | Diesel
9-100083 | C&CH KUAKINI FIRE STATION | 601 N KUAKINI ST | Honolulu | HI | 96817 | C&C HNL Fire Dept | 636 South St | Honolulu | HI | 96817 | R-1 | 1965-01-30 | Permanently Out of Use | 1991-01-07 | 550 | Diesel
9-100083 | C&CH KUAKINI FIRE STATION | 601 N KUAKINI ST | Honolulu | HI | 96817 | C&C HNL Fire Dept | 636 South St | Honolulu | HI | 96817 | 1 | 1991-02-28 | Temporarily out of Use |  | 1000 | Diesel
9-101499 | YICK LUNG CO., INC. | 602 DILLINGHAM BLVD | Honolulu | HI | 96817 | YICK LUNG CO., INC. | 580 DILLINGHAM BLVD | Honolulu | HI | 96817 | R-1 | 1958-12-30 | Permanently Out of Use | 1991-06-27 | 3000 | Gasoline
9-101499 | YICK LUNG CO., INC. | 602 DILLINGHAM BLVD | Honolulu | HI | 96817 | YICK LUNG CO., INC. | 580 DILLINGHAM BLVD | Honolulu | HI | 96817 | R-2 | 1958-12-30 | Permanently Out of Use | 1991-06-28 | 2000 | Gasoline
9-101499 | YICK LUNG CO., INC. | 602 DILLINGHAM BLVD | Honolulu | HI | 96817 | YICK LUNG CO., INC. | 580 DILLINGHAM BLVD | Honolulu | HI | 96817 | R-3 | 1958-12-30 | Permanently Out of Use | 1991-06-28 | 5000 | Gasoline
9-101499 | YICK LUNG CO., INC. | 602 DILLINGHAM BLVD | Honolulu | HI | 96817 | YICK LUNG CO., INC. | 580 DILLINGHAM BLVD | Honolulu | HI | 96817 | R-4 | 1958-12-30 | Permanently Out of Use | 1991-06-28 | 280 | Used Oil
9-502644 | MATSUMOTO SERVICE STATION, INC | 602 FRONT ST | Lahaina | HI | 96761 | MATSUMOTO SERVICE STATION, INC | 602 FRONT ST | Lahaina | HI | 96761 | R-1 |  | Permanently Out of Use | 1992-11-14 | 3000 | Gasoline
9-502644 | MATSUMOTO SERVICE STATION, INC | 602 FRONT ST | Lahaina | HI | 96761 | MATSUMOTO SERVICE STATION, INC | 602 FRONT ST | Lahaina | HI | 96761 | R-2 |  | Permanently Out of Use | 1992-11-14 | 3000 | Gasoline
9-101356 | AMELCO BUILDING (SERVICE STATION) | 603 HALEKAUWILA ST | Honolulu | HI | 96813 | AMELCO CORPORATION | 2308 PAHOUNUI DR | Honolulu | HI | 96813 | R-2 | 1967-12-30 | Permanently Out of Use | 1990-06-30 | 4000 | Gasoline
9-101356 | AMELCO BUILDING (SERVICE STATION) | 603 HALEKAUWILA ST | Honolulu | HI | 96813 | AMELCO CORPORATION | 2308 PAHOUNUI DR | Honolulu | HI | 96813 | R-1A | 1961-03-21 | Permanently Out of Use | 1990-06-30 | 1000 | Not Listed
9-101356 | AMELCO BUILDING (SERVICE STATION) | 603 HALEKAUWILA ST | Honolulu | HI | 96813 | AMELCO CORPORATION | 2308 PAHOUNUI DR | Honolulu | HI | 96813 | R-1 | 1967-12-30 | Permanently Out of Use | 1990-06-30 | 4000 | Diesel
9-100938 | HAWAII NEWSPAPER AGENCY INC | 605 KAPIOLANI BLVD | Honolulu | HI | 96813 | HAWAII NEWSPAPER AGENCY, INC. | 605 KAPIOLANI BLVD | Honolulu | HI | 96813 | R-3 |  | Permanently Out of Use | 1989-10-16 |  | Not Listed
9-100938 | HAWAII NEWSPAPER AGENCY INC | 605 KAPIOLANI BLVD | Honolulu | HI | 96813 | HAWAII NEWSPAPER AGENCY, INC. | 605 KAPIOLANI BLVD | Honolulu | HI | 96813 | R-1 | 1978-05-16 | Permanently Out of Use | 1994-12-01 | 6000 | Gasoline
9-100938 | HAWAII NEWSPAPER AGENCY INC | 605 KAPIOLANI BLVD | Honolulu | HI | 96813 | HAWAII NEWSPAPER AGENCY, INC. | 605 KAPIOLANI BLVD | Honolulu | HI | 96813 | R-2 | 1978-05-16 | Permanently Out of Use | 1994-12-01 | 6000 | Gasoline
9-100128 | KEEHI TRANSFER STATION | 606 MIDDLE ST | Honolulu | HI | 96819 | C&C OF HNL - DEPT OF FACILITY MAINTENANCE | 650 S KING ST, 2ND FLOOR | Honolulu | HI | 96819 | R-1 | 1972-04-16 | Permanently Out of Use | 1993-09-02 | 5000 | Diesel
9-100269 | RITE WAY AUTO DETAILING | 609 AHUA ST | Honolulu | HI | 96819 | LUCILLE M. ADAMS | A. A. ALUMINUM / 2781 KILIHAU ST | Honolulu | HI | 96819 | R-03 | 1965-08-10 | Permanently Out of Use | 1989-06-24 | 2000 | Gasoline
9-100269 | RITE WAY AUTO DETAILING | 609 AHUA ST | Honolulu | HI | 96819 | LUCILLE M. ADAMS | A. A. ALUMINUM / 2781 KILIHAU ST | Honolulu | HI | 96819 | R-05 | 1965-08-10 | Permanently Out of Use | 1989-06-24 | 550 | Gasoline
9-100269 | RITE WAY AUTO DETAILING | 609 AHUA ST | Honolulu | HI | 96819 | LUCILLE M. ADAMS | A. A. ALUMINUM / 2781 KILIHAU ST | Honolulu | HI | 96819 | R-02 | 1965-08-10 | Permanently Out of Use | 1989-06-24 | 5000 | Gasoline
9-100269 | RITE WAY AUTO DETAILING | 609 AHUA ST | Honolulu | HI | 96819 | LUCILLE M. ADAMS | A. A. ALUMINUM / 2781 KILIHAU ST | Honolulu | HI | 96819 | R-01 | 1965-08-10 | Permanently Out of Use | 1989-01-01 | 6000 | Gasoline
9-100269 | RITE WAY AUTO DETAILING | 609 AHUA ST | Honolulu | HI | 96819 | LUCILLE M. ADAMS | A. A. ALUMINUM / 2781 KILIHAU ST | Honolulu | HI | 96819 | R-04 | 1965-08-10 | Permanently Out of Use | 1989-06-24 | 2000 | Diesel
9-200327 | ARCO 82105 | 609 KAILUA RD | Kailua | HI | 96734 | U.S. RESTAURANT PROPERTIES, INC | 12240 INWOOD RD #200 | Kailua | HI | 96734 | R-4 | 1984-02-07 | Permanently Out of Use | 2001-10-26 | 10000 | Gasoline
9-200327 | ARCO 82105 | 609 KAILUA RD | Kailua | HI | 96734 | U.S. RESTAURANT PROPERTIES, INC | 12240 INWOOD RD #200 | Kailua | HI | 96734 | R-5 | 1984-02-07 | Permanently Out of Use | 2001-10-26 | 10000 | Diesel
9-200327 | ARCO 82105 | 609 KAILUA RD | Kailua | HI | 96734 | U.S. RESTAURANT PROPERTIES, INC | 12240 INWOOD RD #200 | Kailua | HI | 96734 | R-1 | 1984-02-07 | Permanently Out of Use | 2001-10-23 | 550 | Used Oil
9-200327 | ARCO 82105 | 609 KAILUA RD | Kailua | HI | 96734 | U.S. RESTAURANT PROPERTIES, INC | 12240 INWOOD RD #200 | Kailua | HI | 96734 | R-1 | 1984-02-07 | Permanently Out of Use | 2001-10-29 | 10000 | Gasoline
9-200327 | ARCO 82105 | 609 KAILUA RD | Kailua | HI | 96734 | U.S. RESTAURANT PROPERTIES, INC | 12240 INWOOD RD #200 | Kailua | HI | 96734 | R-3 | 1984-02-07 | Permanently Out of Use | 2001-10-26 | 10000 | Gasoline
9-100879 | MOTOR IMPORTS SERVICE | 609 SOUTH ST | Honolulu | HI | 96813 | SERVCO PACIFIC, INC. | P.O. BOX 2788 | Honolulu | HI | 96813 | R-1 | 1971-05-06 | Permanently Out of Use | 1997-07-09 | 500 | Used Oil
9-103873 | Property 64 warehouse | 609 Waiakamilo Road | Honolulu | HI | 96817 | KamehaMEHA Schools | 567 South King Street, Suite 200 | Honolulu | HI | 96817 | r-1 |  | Permanently out of Use | 2009-02-03 | 500 | Diesel
9-500417 | SUDA KIHEI STORE, INC. | 61 S KIHEI RD | Kihei | HI | 96753 | MAUI OIL CO. INC. | 16 HOBRON AVE. | Kihei | HI | 96753 | R-1 | 1974-03-25 | Permanently Out of Use | 2000-12-13 | 3000 | Gasoline
9-500417 | SUDA KIHEI STORE, INC. | 61 S KIHEI RD | Kihei | HI | 96753 | MAUI OIL CO. INC. | 16 HOBRON AVE. | Kihei | HI | 96753 | R-2 | 1974-03-25 | Permanently Out of Use | 2000-12-13 | 3000 | Gasoline
9-101453 | ISLAND-WIDE TOWING | 611 MIDDLE ST | Honolulu | HI | 96819 | ISLAND WIDE TOWING | 611 MIDDLE ST | Honolulu | HI | 96819 | R-2 | 1973-05-08 | Permanently Out of Use | 1998-11-17 | 4000 | Gasoline
9-101453 | ISLAND-WIDE TOWING | 611 MIDDLE ST | Honolulu | HI | 96819 | ISLAND WIDE TOWING | 611 MIDDLE ST | Honolulu | HI | 96819 | R-1 | 1973-05-08 | Permanently Out of Use | 1998-11-17 | 6000 | Diesel
9-100227 | GRANGER PACIFIC, INC. | 611 MIDDLE ST | Honolulu | HI | 96819 | GRANGER PACIFIC, INC. | 611 MIDDLE ST | Honolulu | HI | 96819 | r-1 | 1966-08-09 | Permanently Out of Use | 2002-04-01 | 1000 | Gasoline
9-101169 | WISDOM INDUSTRIES INC. | 611A MIDDLE ST | Honolulu | HI | 96819 | UNOCAL CORPORATION | 3915 Mission Avenue #7416 | Honolulu | HI | 96819 | P-B6-2-1 | 1969-04-30 | Permanently Out of Use |  | 1000 | Gasoline
9-501741 | DEPT OF WATER SUPPLY (PMID OGG008102) | 614 PALAPALA DR WAIEHU HEIGHTS | Kahului | HI | 96732 | COUNTY OF MAUI - DEPT OF WATER SUPPLY | 614 PALAPALA DR | Kahului | HI | 96732 | R-1 |  | Permanently Out of Use | 1994-07-28 | 1000 | Diesel
9-102467 | CBI, INC | 614 SOUTH ST | Honolulu | HI | 96813 | CBI, INC | P.O. BOX 90159 | Honolulu | HI | 96813 | R-1 |  | Permanently Out of Use | 1991-09-26 | 1000 | Gasoline
9-103438 | CENPAC PROPERTIES - OFFICE BUILDING | 615 PIIKOI ST | Honolulu | HI | 96814 | CENPAC PROPERTIES | 1150 S KING ST SUITE 1101 | Honolulu | HI | 96814 | R-M-1 |  | Permanently Out of Use | 1998-10-20 | 150 | Diesel
9-200933 | MEADOW GOLD FARMS | 61-676 KAMEHAMEHA HWY | Haleiwa | HI | 96712 | MEADOW GOLD DAIRIES | P.O. BOX 1880 | Haleiwa | HI | 96712 | R-01 | 1957-03-18 | Permanently Out of Use |  | 1000 | Gasoline
9-200933 | MEADOW GOLD FARMS | 61-676 KAMEHAMEHA HWY | Haleiwa | HI | 96712 | MEADOW GOLD DAIRIES | P.O. BOX 1880 | Haleiwa | HI | 96712 | R-02 | 1957-03-18 | Permanently Out of Use |  | 500 | Gasoline
9-100074 | C&CH KAKAAKO FIRE DEPT MECHANIC SHOP | 620 SOUTH ST | Honolulu | HI | 96813 | C&C OF HNL - HONOLULU FIRE DEPARATMENT | 636 South Street | Honolulu | HI | 96813 | R-2 | 1966-06-01 | Permanently Out of Use | 1999-07-08 | 1000 | Gasoline
9-100074 | C&CH KAKAAKO FIRE DEPT MECHANIC SHOP | 620 SOUTH ST | Honolulu | HI | 96813 | C&C OF HNL - HONOLULU FIRE DEPARATMENT | 636 South Street | Honolulu | HI | 96813 | R-1 | 1966-06-01 | Permanently Out of Use | 1999-07-08 | 500 | Gasoline
9-100074 | C&CH KAKAAKO FIRE DEPT MECHANIC SHOP | 620 SOUTH ST | Honolulu | HI | 96813 | C&C OF HNL - HONOLULU FIRE DEPARATMENT | 636 South Street | Honolulu | HI | 96813 | R-3 | 1966-06-01 | Permanently Out of Use | 1999-07-08 | 500 | Used Oil
9-102751 | C.Q. YEE HOP | 621 MIDDLE ST | Honolulu | HI | 96819 | C.Q. YEE HOP | 948 MAUNAKEA ST | Honolulu | HI | 96819 | R-2 | 1959-12-30 | Permanently Out of Use | 1993-05-21 | 1000 | Diesel
9-102751 | C.Q. YEE HOP | 621 MIDDLE ST | Honolulu | HI | 96819 | C.Q. YEE HOP | 948 MAUNAKEA ST | Honolulu | HI | 96819 | R-1 | 1959-12-30 | Permanently Out of Use | 1993-05-21 | 1000 | Gasoline
9-603831 | SOUTH KOHALA WATER CORP | 62-100 Kauna'oa Drive | Kamuela | HI | 96743 | South Kohala Water Corporation | 62-100 Kaunaoa Drive | Kamuela | HI | 96743 | m-1 | 1994-11-13 | Currently in Use |  | 2500 | Diesel
9-200132 | C&CH WAIALUA CORP YARD | 62-126 EMERSON RD | Haleiwa | HI | 96712 | C&C HNL - DEPT. OF FACILITY MAINTENANCE | AUTOMOTIVE SERVICES DIVISION 1000 ULUOHIA ST, SUITE 215 | Haleiwa | HI | 96712 | 87-2 | 1988-12-01 | Temporarily out of Use |  | 1000 | Gasoline
9-200132 | C&CH WAIALUA CORP YARD | 62-126 EMERSON RD | Haleiwa | HI | 96712 | C&C HNL - DEPT. OF FACILITY MAINTENANCE | AUTOMOTIVE SERVICES DIVISION 1000 ULUOHIA ST, SUITE 215 | Haleiwa | HI | 96712 | 87-1 | 1988-12-01 | Temporarily out of Use |  | 1000 | Gasoline
9-200132 | C&CH WAIALUA CORP YARD | 62-126 EMERSON RD | Haleiwa | HI | 96712 | C&C HNL - DEPT. OF FACILITY MAINTENANCE | AUTOMOTIVE SERVICES DIVISION 1000 ULUOHIA ST, SUITE 215 | Haleiwa | HI | 96712 | 1 | 1988-12-01 | Temporarily out of Use |  | 2500 | Diesel
9-200132 | C&CH WAIALUA CORP YARD | 62-126 EMERSON RD | Haleiwa | HI | 96712 | C&C HNL - DEPT. OF FACILITY MAINTENANCE | AUTOMOTIVE SERVICES DIVISION 1000 ULUOHIA ST, SUITE 215 | Haleiwa | HI | 96712 | R-001 |  | Permanently Out of Use | 1988-09-30 | 500 | Diesel
9-200132 | C&CH WAIALUA CORP YARD | 62-126 EMERSON RD | Haleiwa | HI | 96712 | C&C HNL - DEPT. OF FACILITY MAINTENANCE | AUTOMOTIVE SERVICES DIVISION 1000 ULUOHIA ST, SUITE 215 | Haleiwa | HI | 96712 | R-002 |  | Permanently Out of Use | 1988-09-30 | 1000 | Gasoline
9-200132 | C&CH WAIALUA CORP YARD | 62-126 EMERSON RD | Haleiwa | HI | 96712 | C&C HNL - DEPT OF FACILITY MAINTENANCE | Division of Road Maintenance 99-999 Iwaena St | Haleiwa | HI | 96712 | R-002 |  | Permanently Out of Use | 1988-09-30 | 1000 | Gasoline
9-200132 | C&CH WAIALUA CORP YARD | 62-126 EMERSON RD | Haleiwa | HI | 96712 | C&C HNL - DEPT OF FACILITY MAINTENANCE | Division of Road Maintenance 99-999 Iwaena St | Haleiwa | HI | 96712 | R-001 |  | Permanently Out of Use | 1988-09-30 | 500 | Diesel
9-200132 | C&CH WAIALUA CORP YARD | 62-126 EMERSON RD | Haleiwa | HI | 96712 | C&C HNL - DEPT OF FACILITY MAINTENANCE | Division of Road Maintenance 99-999 Iwaena St | Haleiwa | HI | 96712 | 87-2 | 1988-12-01 | Temporarily out of Use |  | 1000 | Gasoline
9-200132 | C&CH WAIALUA CORP YARD | 62-126 EMERSON RD | Haleiwa | HI | 96712 | C&C HNL - DEPT OF FACILITY MAINTENANCE | Division of Road Maintenance 99-999 Iwaena St | Haleiwa | HI | 96712 | 87-1 | 1988-12-01 | Temporarily out of Use |  | 1000 | Gasoline
9-200132 | C&CH WAIALUA CORP YARD | 62-126 EMERSON RD | Haleiwa | HI | 96712 | C&C HNL - DEPT OF FACILITY MAINTENANCE | Division of Road Maintenance 99-999 Iwaena St | Haleiwa | HI | 96712 | 1 | 1988-12-01 | Temporarily out of Use |  | 2500 | Diesel
9-600573 | KAWAIHAE CENTRAL OFFICE | 62-3440 Queen Kaahumanu Highway, | Kamuela | HI | 96743 | Hawaiian Telcom | P.O. Box 2200 | Kamuela | HI | 96743 | R-1 | 1966-05-07 | Permanently Out of Use | 1996-08-05 | 300 | Gasoline
9-600573 | KAWAIHAE CENTRAL OFFICE | 62-3440 Queen Kaahumanu Highway, | Kamuela | HI | 96743 | Hawaiian Telcom | P.O. Box 2200 | Kamuela | HI | 96743 | M-1 | 1996-08-06 | Currently In Use |  | 600 | Diesel
9-201215 | HALEIWA SERVICE | 62-594 KAMEHAMEHA HWY | Haleiwa | HI | 96712 | Chevron Environmental Management Company | Americas West Logistics team 145 South State College Blvd, Room 5032 | Haleiwa | HI | 96712 | r-87 | 1982-03-01 | Permanently out of Use | 2009-04-16 | 10000 | Gasoline
9-201215 | HALEIWA SERVICE | 62-594 KAMEHAMEHA HWY | Haleiwa | HI | 96712 | Chevron Environmental Management Company | Americas West Logistics team 145 South State College Blvd, Room 5032 | Haleiwa | HI | 96712 | r-89 | 1982-03-01 | Permanently out of Use | 2009-04-16 | 10000 | Gasoline
9-201215 | HALEIWA SERVICE | 62-594 KAMEHAMEHA HWY | Haleiwa | HI | 96712 | Chevron Environmental Management Company | Americas West Logistics team 145 South State College Blvd, Room 5032 | Haleiwa | HI | 96712 | r-92 | 1982-03-01 | Permanently out of Use | 2009-04-16 | 10000 | Gasoline
9-201215 | HALEIWA SERVICE | 62-594 KAMEHAMEHA HWY | Haleiwa | HI | 96712 | Chevron Environmental Management Company | Americas West Logistics team 145 South State College Blvd, Room 5032 | Haleiwa | HI | 96712 | R-4 | 1982-06-30 | Permanently Out of Use | 1988-01-15 | 1000 | Used Oil
9-102963 | GENSIRO KAWAMOTO | 627 QUEEN ST | Honolulu | HI | 96800 | GENSIRO KAWAMOTO C/O MS. CAROL Y. ASAI-SATO | ALSTON HUNT FLOYD & ING 1001 BISHOP ST, 18TH FLR | Honolulu | HI | 96800 | 4 |  | Permanently Out of Use | 1994-08-01 | 4000 | Diesel
9-102963 | GENSIRO KAWAMOTO | 627 QUEEN ST | Honolulu | HI | 96800 | GENSIRO KAWAMOTO C/O MS. CAROL Y. ASAI-SATO | ALSTON HUNT FLOYD & ING 1001 BISHOP ST, 18TH FLR | Honolulu | HI | 96800 | 3 |  | Permanently Out of Use | 1994-08-01 | 3000 | Diesel
9-102963 | GENSIRO KAWAMOTO | 627 QUEEN ST | Honolulu | HI | 96800 | GENSIRO KAWAMOTO C/O MS. CAROL Y. ASAI-SATO | ALSTON HUNT FLOYD & ING 1001 BISHOP ST, 18TH FLR | Honolulu | HI | 96800 | 1 |  | Permanently Out of Use | 1994-08-01 | 12000 | Gasoline
9-102963 | GENSIRO KAWAMOTO | 627 QUEEN ST | Honolulu | HI | 96800 | GENSIRO KAWAMOTO C/O MS. CAROL Y. ASAI-SATO | ALSTON HUNT FLOYD & ING 1001 BISHOP ST, 18TH FLR | Honolulu | HI | 96800 | 2 |  | Permanently Out of Use | 1994-08-01 | 12000 | Gasoline
9-600453 | COUNTY OF HAWAII - SHULTZ SIDING | 630 E LANIKAULA ST | Hilo | HI | 96720 | COUNTY OF HAWAII | 25 AUPUNI ST | Hilo | HI | 96720 | R-002 | 1966-05-01 | Permanently Out of Use |  | 1000 | Diesel
9-600453 | COUNTY OF HAWAII - SHULTZ SIDING | 630 E LANIKAULA ST | Hilo | HI | 96720 | COUNTY OF HAWAII | 25 AUPUNI ST | Hilo | HI | 96720 | R-001 | 1966-05-01 | Permanently Out of Use |  | 1000 | Gasoline
9-600453 | COUNTY OF HAWAII - SHULTZ SIDING | 630 E LANIKAULA ST | Hilo | HI | 96720 | COUNTY OF HAWAII | 25 AUPUNI ST | Hilo | HI | 96720 | R-5 | 1986-08-30 | Permanently Out of Use | 1995-01-19 | 4000 | Diesel
9-600453 | COUNTY OF HAWAII - SHULTZ SIDING | 630 E LANIKAULA ST | Hilo | HI | 96720 | COUNTY OF HAWAII | 25 AUPUNI ST | Hilo | HI | 96720 | R-4 | 1980-11-01 | Permanently Out of Use | 1994-11-28 | 5000 | Gasoline
9-600453 | COUNTY OF HAWAII - SHULTZ SIDING | 630 E LANIKAULA ST | Hilo | HI | 96720 | COUNTY OF HAWAII | 25 AUPUNI ST | Hilo | HI | 96720 | R-003 | 1966-05-01 | Permanently Out of Use |  | 2000 | Diesel
9-102965 | GENSIRO KAWAMOTO | 630 KEAWE ST | Honolulu | HI | 96800 | GENSIRO KAWAMOTO C/O MS. CAROL Y. ASAI-SATO | ALSTON HUNT FLOYD & ING 1001 BISHOP ST, 18TH FLR | Honolulu | HI | 96800 | 1 |  | Permanently Out of Use | 1994-08-01 | 4000 | Diesel
9-102965 | GENSIRO KAWAMOTO | 630 KEAWE ST | Honolulu | HI | 96800 | GENSIRO KAWAMOTO C/O MS. CAROL Y. ASAI-SATO | ALSTON HUNT FLOYD & ING 1001 BISHOP ST, 18TH FLR | Honolulu | HI | 96800 | 2 |  | Permanently Out of Use | 1994-08-01 | 2000 | Gasoline
9-102965 | GENSIRO KAWAMOTO | 630 KEAWE ST | Honolulu | HI | 96800 | GENSIRO KAWAMOTO C/O MS. CAROL Y. ASAI-SATO | ALSTON HUNT FLOYD & ING 1001 BISHOP ST, 18TH FLR | Honolulu | HI | 96800 | 3 |  | Permanently Out of Use | 1994-08-01 | 550 | Used Oil
9-101279 | RAINBOW CHEVROLET | 630 PIIKOI ST | Honolulu | HI | 96814 | ASAHI JYUKEN (U.S.A.) INC | 1440 Kapiolani Blvd. Suite 1200 | Honolulu | HI | 96814 | R-2 | 1968-05-02 | Permanently Out of Use | 1995-09-27 | 500 | Other
9-101279 | RAINBOW CHEVROLET | 630 PIIKOI ST | Honolulu | HI | 96814 | ASAHI JYUKEN (U.S.A.) INC | 1440 Kapiolani Blvd. Suite 1200 | Honolulu | HI | 96814 | R-3 | 1968-05-02 | Permanently Out of Use | 1999-09-23 | 500 | Other
9-101279 | RAINBOW CHEVROLET | 630 PIIKOI ST | Honolulu | HI | 96814 | ASAHI JYUKEN (U.S.A.) INC | 1440 Kapiolani Blvd. Suite 1200 | Honolulu | HI | 96814 | R-4 | 1968-05-02 | Permanently Out of Use | 1999-02-23 | 2000 | Used Oil
9-101279 | RAINBOW CHEVROLET | 630 PIIKOI ST | Honolulu | HI | 96814 | ASAHI JYUKEN (U.S.A.) INC | 1440 Kapiolani Blvd. Suite 1200 | Honolulu | HI | 96814 | R-5 | 1968-05-02 | Permanently Out of Use | 1995-09-27 | 1000 | Gasoline
9-101279 | RAINBOW CHEVROLET | 630 PIIKOI ST | Honolulu | HI | 96814 | ASAHI JYUKEN (U.S.A.) INC | 1440 Kapiolani Blvd. Suite 1200 | Honolulu | HI | 96814 | R-1 | 1968-05-02 | Permanently Out of Use | 1995-09-27 | 500 | Other
9-100118 | C&CH Board of Water Supply Beretania Stn. | 630 S BERETANIA ST | Honolulu | HI | 96843 | C&C OF HNL - BOARD OF WATER SUPPLY | 630 S BERETANIA ST | Honolulu | HI | 96843 | r-1 | 1993-10-01 | Permanently out of Use | 2008-10-15 | 2500 | Gasoline
9-100118 | C&CH Board of Water Supply Beretania Stn. | 630 S BERETANIA ST | Honolulu | HI | 96843 | C&C OF HNL - BOARD OF WATER SUPPLY | 630 S BERETANIA ST | Honolulu | HI | 96843 | r-2 | 1993-10-01 | Permanently out of Use | 2008-10-15 | 2500 | Gasoline
9-100118 | C&CH Board of Water Supply Beretania Stn. | 630 S BERETANIA ST | Honolulu | HI | 96843 | C&C OF HNL - BOARD OF WATER SUPPLY | 630 S BERETANIA ST | Honolulu | HI | 96843 | R-4 | 1960-12-30 | Permanently Out of Use | 1992-11-24 | 550 | Diesel
9-100118 | C&CH Board of Water Supply Beretania Stn. | 630 S BERETANIA ST | Honolulu | HI | 96843 | C&C OF HNL - BOARD OF WATER SUPPLY | 630 S BERETANIA ST | Honolulu | HI | 96843 | r-8 |  | Permanently Out of Use | 1992-12-12 | 2000 | Gasoline
9-100118 | C&CH Board of Water Supply Beretania Stn. | 630 S BERETANIA ST | Honolulu | HI | 96843 | C&C OF HNL - BOARD OF WATER SUPPLY | 630 S BERETANIA ST | Honolulu | HI | 96843 | R-5 | 1926-12-30 | Permanently Out of Use | 1992-08-19 | 10000 | Other
9-100118 | C&CH Board of Water Supply Beretania Stn. | 630 S BERETANIA ST | Honolulu | HI | 96843 | C&C OF HNL - BOARD OF WATER SUPPLY | 630 S BERETANIA ST | Honolulu | HI | 96843 | R-6 | 1926-12-30 | Permanently Out of Use | 1992-08-19 | 10000 | Other
9-100118 | C&CH Board of Water Supply Beretania Stn. | 630 S BERETANIA ST | Honolulu | HI | 96843 | C&C OF HNL - BOARD OF WATER SUPPLY | 630 S BERETANIA ST | Honolulu | HI | 96843 | r-7 |  | Permanently Out of Use | 1992-11-27 | 1000 | Diesel
9-100118 | C&CH Board of Water Supply Beretania Stn. | 630 S BERETANIA ST | Honolulu | HI | 96843 | C&C OF HNL - BOARD OF WATER SUPPLY | 630 S BERETANIA ST | Honolulu | HI | 96843 | r-9 |  | Permanently Out of Use | 1992-12-12 | 2000 | Gasoline
9-100118 | C&CH Board of Water Supply Beretania Stn. | 630 S BERETANIA ST | Honolulu | HI | 96843 | C&C OF HNL - BOARD OF WATER SUPPLY | 630 S BERETANIA ST | Honolulu | HI | 96843 | M-3 | 1993-10-01 | Currently in Use |  | 1000 | Diesel
9-503347 | LAHAINA FOREIGN CAR REPAIR | 632 LUAKINI ST | Lahaina | HI | 96761 | LAHAINA FOREIGN CAR REPAIR | 632 LUAKINI ST | Lahaina | HI | 96761 | R-1 |  | Permanently Out of Use | 1998-01-12 | 1000 | Gasoline
9-503347 | LAHAINA FOREIGN CAR REPAIR | 632 LUAKINI ST | Lahaina | HI | 96761 | LAHAINA FOREIGN CAR REPAIR | 632 LUAKINI ST | Lahaina | HI | 96761 | R-2 |  | Permanently Out of Use | 1998-01-12 | 1000 | Gasoline
9-102524 | REFUSE INC | 633 AHUA ST | Honolulu | HI | 96819 | PH CORPORATION/REFUSE INC | 2760 KILIHAU ST | Honolulu | HI | 96819 | R-3 |  | Permanently Out of Use | 2006-05-02 | 1000 | Gasoline
9-102524 | REFUSE INC | 633 AHUA ST | Honolulu | HI | 96819 | PH CORPORATION/REFUSE INC | 2760 KILIHAU ST | Honolulu | HI | 96819 | R-2 |  | Permanently Out of Use | 1991-11-01 | 550 | Gasoline
9-102524 | REFUSE INC | 633 AHUA ST | Honolulu | HI | 96819 | PH CORPORATION/REFUSE INC | 2760 KILIHAU ST | Honolulu | HI | 96819 | R-1 |  | Permanently Out of Use | 1991-11-01 | 1000 | Diesel
9-102759 | INTERNATIONAL LIFE SUPPORT | 633 HALEKAUWILA ST | Honolulu | HI | 96813 | AMELCO CORPORATION | 2308 PAHOUNUI DR | Honolulu | HI | 96813 | R-A |  | Permanently Out of Use | 1990-06-30 | 2000 | Gasoline
9-102759 | INTERNATIONAL LIFE SUPPORT | 633 HALEKAUWILA ST | Honolulu | HI | 96813 | AMELCO CORPORATION | 2308 PAHOUNUI DR | Honolulu | HI | 96813 | R-C |  | Permanently Out of Use | 1990-06-30 | 1000 | Not Listed
9-102759 | INTERNATIONAL LIFE SUPPORT | 633 HALEKAUWILA ST | Honolulu | HI | 96813 | AMELCO CORPORATION | 2308 PAHOUNUI DR | Honolulu | HI | 96813 | R-B |  | Permanently Out of Use | 1990-06-30 | 1000 | Not Listed
9-101437 | THOHT CONSTRUCTION, INC. | 636 LAUMAKA ST | Honolulu | HI | 96819 | THOHT CONSTRUCTION, INC. | 636 LAUMAKA St | Honolulu | HI | 96819 | R-2 | 1956-04-16 | Permanently Out of Use |  | 1000 | Not Listed
9-101437 | THOHT CONSTRUCTION, INC. | 636 LAUMAKA ST | Honolulu | HI | 96819 | THOHT CONSTRUCTION, INC. | 636 LAUMAKA St | Honolulu | HI | 96819 | R-3 | 1971-04-17 | Permanently Out of Use |  | 500 | Not Listed
9-101437 | THOHT CONSTRUCTION, INC. | 636 LAUMAKA ST | Honolulu | HI | 96819 | THOHT CONSTRUCTION, INC. | 636 LAUMAKA St | Honolulu | HI | 96819 | R-1 | 1971-04-17 | Permanently Out of Use |  | 1000 | Gasoline
9-200092 | C&CH WAHIAWA FIRE STATION | 640 CALIFORNIA AVE | Wahiawa | HI | 96786 | C&C HNL Fire Dept | 636 South Street | Wahiawa | HI | 96786 | R-1 | 1968-09-02 | Permanently Out of Use | 1993-10-11 | 1000 | Diesel
9-203522 | CASTLE MEDICAL CENTER | 640 ULUKAHIKI ST | Kailua | HI | 96734 | CASTLE MEDICAL CENTER |  | Kailua | HI | 96734 | 4 | 1999-10-01 | Currently In Use |  | 6000 | Diesel
9-203522 | CASTLE MEDICAL CENTER | 640 ULUKAHIKI ST | Kailua | HI | 96734 | CASTLE MEDICAL CENTER |  | Kailua | HI | 96734 | R-2 |  | Permanently Out of Use | 1999-07-28 | 6000 | Diesel
9-203522 | CASTLE MEDICAL CENTER | 640 ULUKAHIKI ST | Kailua | HI | 96734 | CASTLE MEDICAL CENTER |  | Kailua | HI | 96734 | R-3 |  | Permanently Out of Use | 1999-08-25 | 1000 | Gasoline
9-203522 | CASTLE MEDICAL CENTER | 640 ULUKAHIKI ST | Kailua | HI | 96734 | CASTLE MEDICAL CENTER |  | Kailua | HI | 96734 | R-1 |  | Permanently Out of Use | 1999-07-28 | 1000 | Diesel
9-203522 | CASTLE MEDICAL CENTER | 640 ULUKAHIKI ST | Kailua | HI | 96734 | CASTLE MEDICAL CENTER |  | Kailua | HI | 96734 | R-5 |  | Permanently Out of Use | 2001-06-04 | 500 | Unknown
9-600572 | KAMUELA CENTRAL OFFICE | 64-1024 MAMALAHOA HWY | Kamuela | HI | 96743 | Hawaiian Telcom | P.O. Box 2200 | Kamuela | HI | 96743 | M-2 | 1992-04-01 | Currently In Use |  | 550 | Diesel
9-600572 | KAMUELA CENTRAL OFFICE | 64-1024 MAMALAHOA HWY | Kamuela | HI | 96743 | Hawaiian Telcom | P.O. Box 2200 | Kamuela | HI | 96743 | R-M-1 | 1983-05-08 | Permanently Out of Use | 1990-04-01 | 550 | Diesel
9-600572 | KAMUELA CENTRAL OFFICE | 64-1024 MAMALAHOA HWY | Kamuela | HI | 96743 | Hawaiian Telcom | P.O. Box 2200 | Kamuela | HI | 96743 | R-2 | 1970-05-07 | Permanently Out of Use | 1983-03-01 | 285 | Gasoline
9-601869 | Kamuela Shell | 64-5196 Kinohou Street | Kamuela | HI | 96743 | ALOHA PETROLEUM, LTD. | 1132 BISHOP STREET, SUITE 1700 | Kamuela | HI | 96743 | 1 | 1989-03-31 | Currently In Use |  | 10000 | Diesel
9-601869 | Kamuela Shell | 64-5196 Kinohou Street | Kamuela | HI | 96743 | ALOHA PETROLEUM, LTD. | 1132 BISHOP STREET, SUITE 1700 | Kamuela | HI | 96743 | 2 | 1989-03-31 | Currently In Use |  | 10000 | Gasohol
9-601869 | Kamuela Shell | 64-5196 Kinohou Street | Kamuela | HI | 96743 | ALOHA PETROLEUM, LTD. | 1132 BISHOP STREET, SUITE 1700 | Kamuela | HI | 96743 | 3 | 1989-03-31 | Currently In Use |  | 10000 | Gasohol
9-701556 | WAIALEALE BOAT TOURS, INC. | 6455 MAKANA RD | Kapaa | HI | 96746 | WAIALEALE BOAT TOURS, INC. | 6455 MAKANA RD | Kapaa | HI | 96746 | r-2 | 1984-05-14 | Permanently Out of Use | 2003-09-01 | 6000 | Gasoline
9-701556 | WAIALEALE BOAT TOURS, INC. | 6455 MAKANA RD | Kapaa | HI | 96746 | WAIALEALE BOAT TOURS, INC. | 6455 MAKANA RD | Kapaa | HI | 96746 | R-1 | 1984-05-14 | Permanently Out of Use | 2003-09-01 | 6000 | Diesel
9-701556 | WAIALEALE BOAT TOURS, INC. | 6455 MAKANA RD | Kapaa | HI | 96746 | WAIALEALE BOAT TOURS, INC. | 6455 MAKANA RD | Kapaa | HI | 96746 | r-3 | 1983-05-15 | Permanently Out of Use | 2003-09-30 | 4000 | Diesel
9-200320 | SUMIDA SERVICE STATION | 649 KAMEHAMEHA HWY | Pearl City | HI | 96782 | SUMIDA SERVICE STATION | 649 KAMEHAMEHA HWY | Pearl City | HI | 96782 | R-01 | 1957-05-04 | Permanently Out of Use | 1988-08-11 | 6000 | Gasoline
9-200320 | SUMIDA SERVICE STATION | 649 KAMEHAMEHA HWY | Pearl City | HI | 96782 | SUMIDA SERVICE STATION | 649 KAMEHAMEHA HWY | Pearl City | HI | 96782 | R-03 | 1984-01-30 | Permanently Out of Use | 1988-08-11 | 2000 | Gasoline
9-200320 | SUMIDA SERVICE STATION | 649 KAMEHAMEHA HWY | Pearl City | HI | 96782 | SUMIDA SERVICE STATION | 649 KAMEHAMEHA HWY | Pearl City | HI | 96782 | R-02 | 1957-05-04 | Permanently Out of Use | 1988-08-11 | 4000 | Gasoline
9-603855 | MINIT STOP KAMUELA | 64-964 Mamalahoa Hwy. | Kamuela | HI | 96743 | HAwaii Petroleum Inc | 16 Railroad Ave., Suite 202 | Kamuela | HI | 96743 | 87 |  | Currently in Use |  | 15000 | Gasohol
9-603855 | MINIT STOP KAMUELA | 64-964 Mamalahoa Hwy. | Kamuela | HI | 96743 | HAwaii Petroleum Inc | 16 Railroad Ave., Suite 202 | Kamuela | HI | 96743 | 92 |  | Currently in Use |  | 7000 | Gasohol
9-603855 | MINIT STOP KAMUELA | 64-964 Mamalahoa Hwy. | Kamuela | HI | 96743 | HAwaii Petroleum Inc | 16 Railroad Ave., Suite 202 | Kamuela | HI | 96743 | diesel |  | Currently in Use |  | 8000 | Diesel
9-101142 | D C ELECTRIC INC. | 649-A MAPUNAPUNA ST | Honolulu | HI | 96819 | D C ELECTRIC INC. | 99-850 IWAENA ST | Honolulu | HI | 96819 | R-001 |  | Permanently Out of Use |  | 2000 | Not Listed
9-502983 | NOBORU UEHARA | 65 HANA HWY | Paia | HI | 96779 | NOBORU UEHARA | 33 PONI PLACE | Paia | HI | 96779 | R-1 | 1955-12-30 | Permanently Out of Use | 1994-09-10 | 1000 | Gasoline
9-502983 | NOBORU UEHARA | 65 HANA HWY | Paia | HI | 96779 | NOBORU UEHARA | 33 PONI PLACE | Paia | HI | 96779 | R-2 | 1955-12-30 | Permanently Out of Use | 1994-09-10 | 1000 | Gasoline
9-102811 | NATIONAL CONCRETE SAWING, INC. | 650 AHUA ST | Honolulu | HI | 96818 | NATIONAL CONCRETE SAWING, INC. | 650 AHUA St | Honolulu | HI | 96818 | R-1 | 1973-01-01 | Permanently Out of Use | 1993-11-22 | 1000 | Not Listed
9-101549 | G. W. MURPHY CONSTRUCTION CO., | 650 KAKOI ST | Honolulu | HI | 96819 | G. W. MURPHY CONSTRUCTION CO. | P.O. BOX 31294 | Honolulu | HI | 96819 | R-1 | 1970-05-06 | Permanently Out of Use | 1989-12-30 | 3500 | Gasoline
9-101549 | G. W. MURPHY CONSTRUCTION CO., | 650 KAKOI ST | Honolulu | HI | 96819 | G. W. MURPHY CONSTRUCTION CO. | P.O. BOX 31294 | Honolulu | HI | 96819 | R-2 | 1970-05-06 | Permanently Out of Use | 1989-12-30 | 8500 | Diesel
9-103500 | SERVCO PACIFIC | 650 KAPIOLANI BLVD | Honolulu | HI | 96814 | SERVCO PACIFIC, INC. |  | Honolulu | HI | 96814 | R-1 |  | Permanently Out of Use | 1998-11-23 | 1000 | Gasoline
9-200836 | PERFECTION DRY CLEANERS LTD | 650 KILANI AVE | Wahiawa | HI | 96786 | PERFECTION DRY CLEANERS, LTD. | 650 KILANI AVE | Wahiawa | HI | 96786 | R-1 | 1938-01-31 | Permanently Out of Use | 1996-11-12 | 550 | Other
9-501578 | HI DOT HWY DIV (PMID OGG006111) | 650 PALAPALA DR | Kahului | HI | 96732 | STATE DOT - HIGHWAYS DIVISION |  | Kahului | HI | 96732 | R-1 | 1980-02-07 | Permanently Out of Use | 1994-05-10 | 2000 | Gasoline
9-501578 | HI DOT HWY DIV (PMID OGG006111) | 650 PALAPALA DR | Kahului | HI | 96732 | STATE DOT - HIGHWAYS DIVISION |  | Kahului | HI | 96732 | R-2 | 1980-02-07 | Permanently Out of Use | 1994-05-10 | 1000 | Gasoline
9-501578 | HI DOT HWY DIV (PMID OGG006111) | 650 PALAPALA DR | Kahului | HI | 96732 | STATE DOT - HIGHWAYS DIVISION |  | Kahului | HI | 96732 | R-3 | 1980-02-07 | Permanently Out of Use | 1994-05-10 | 2000 | Diesel
9-100122 | HONOLULU MUNICIPAL BLDG | 650 S KING ST | Honolulu | HI | 96813 | C &C of Honolulu, Frank Fasi Municipal Bldg | 650 S. King St, | Honolulu | HI | 96813 | R-1 | 1975-04-01 | Permanently Out of Use | 1994-03-01 | 10000 | Diesel
9-100122 | HONOLULU MUNICIPAL BLDG | 650 S KING ST | Honolulu | HI | 96813 | C &C of Honolulu, Frank Fasi Municipal Bldg | 650 S. King St, | Honolulu | HI | 96813 | M-1 | 1994-09-01 | Currently in Use |  | 12000 | Diesel
9-101735 | PRODUCE CENTER DEV.LTD. | 651 ILALO ST | Honolulu | HI | 96813 | PRODUCE CENTER DEV. LTD. | 651 ILALO ST | Honolulu | HI | 96813 | R-3 | 1978-03-10 | Permanently Out of Use | 1994-07-07 | 6000 | Gasoline
9-101735 | PRODUCE CENTER DEV.LTD. | 651 ILALO ST | Honolulu | HI | 96813 | PRODUCE CENTER DEV. LTD. | 651 ILALO ST | Honolulu | HI | 96813 | R-2 | 1978-03-10 | Permanently Out of Use | 1994-07-04 | 4000 | Gasoline
9-101735 | PRODUCE CENTER DEV.LTD. | 651 ILALO ST | Honolulu | HI | 96813 | PRODUCE CENTER DEV. LTD. | 651 ILALO ST | Honolulu | HI | 96813 | R-1 | 1978-03-10 | Permanently Out of Use | 1994-07-07 | 4000 | Diesel
9-200837 | NAPA AUTOMOTIVE RETAIL/WHOLESALE | 651 KILANI AVE | Schofield Barracks | HI | 96786 | KAZUO YANAGIDA | 651 KILANI AVE | Schofield Barracks | HI | 96786 | R-01 | 1961-03-20 | Permanently Out of Use |  | 10000 | Gasoline
9-200837 | NAPA AUTOMOTIVE RETAIL/WHOLESALE | 651 KILANI AVE | Schofield Barracks | HI | 96786 | KAZUO YANAGIDA | 651 KILANI AVE | Schofield Barracks | HI | 96786 | R-02 | 1961-03-20 | Permanently Out of Use |  | 10000 | Not Listed
9-601138 | WAIMEA CHEVRON Foodmart | 65-1200 MAMALAHOA HWY | Kamuela | HI | 96743 | EASLEY CORPORATION | P.O. Box 879 | Kamuela | HI | 96743 | 87 | 2007-02-07 | Currently In Use |  | 12000 | Gasoline
9-601138 | WAIMEA CHEVRON Foodmart | 65-1200 MAMALAHOA HWY | Kamuela | HI | 96743 | EASLEY CORPORATION | P.O. Box 879 | Kamuela | HI | 96743 | R-4 | 1969-07-18 | Permanently Out of Use | 1993-11-08 | 1000 | Used Oil
9-601138 | WAIMEA CHEVRON Foodmart | 65-1200 MAMALAHOA HWY | Kamuela | HI | 96743 | EASLEY CORPORATION | P.O. Box 879 | Kamuela | HI | 96743 | R-3 | 1969-07-18 | Permanently Out of Use | 1986-06-15 | 5000 | Gasoline
9-601138 | WAIMEA CHEVRON Foodmart | 65-1200 MAMALAHOA HWY | Kamuela | HI | 96743 | EASLEY CORPORATION | P.O. Box 879 | Kamuela | HI | 96743 | R-2 | 1969-07-18 | Permanently Out of Use | 1986-06-15 | 10000 | Gasoline
9-601138 | WAIMEA CHEVRON Foodmart | 65-1200 MAMALAHOA HWY | Kamuela | HI | 96743 | EASLEY CORPORATION | P.O. Box 879 | Kamuela | HI | 96743 | R-1 | 1969-07-18 | Permanently Out of Use | 1986-06-15 | 10000 | Gasoline
9-601138 | WAIMEA CHEVRON Foodmart | 65-1200 MAMALAHOA HWY | Kamuela | HI | 96743 | EASLEY CORPORATION | P.O. BOX 879 | Kamuela | HI | 96743 | R-4 | 1986-06-16 | Permanently Out of Use | 1993-11-08 | 1000 | Used Oil
9-601138 | WAIMEA CHEVRON Foodmart | 65-1200 MAMALAHOA HWY | Kamuela | HI | 96743 | EASLEY CORPORATION | P.O. BOX 879 | Kamuela | HI | 96743 | R-1 | 1969-07-18 | Permanently Out of Use | 1986-06-15 | 10000 | Gasoline
9-601138 | WAIMEA CHEVRON Foodmart | 65-1200 MAMALAHOA HWY | Kamuela | HI | 96743 | EASLEY CORPORATION | P.O. BOX 879 | Kamuela | HI | 96743 | R-2 | 1969-07-18 | Permanently Out of Use | 1986-06-15 | 10000 | Gasoline
9-601138 | WAIMEA CHEVRON Foodmart | 65-1200 MAMALAHOA HWY | Kamuela | HI | 96743 | EASLEY CORPORATION | P.O. BOX 879 | Kamuela | HI | 96743 | R-3 | 1969-07-18 | Permanently Out of Use | 1986-06-15 | 5000 | Gasoline
9-601138 | WAIMEA CHEVRON Foodmart | 65-1200 MAMALAHOA HWY | Kamuela | HI | 96743 | EASLEY CORPORATION | P.O. BOX 879 | Kamuela | HI | 96743 | R-4 | 1969-07-18 | Permanently Out of Use | 1993-11-08 | 1000 | Used Oil
9-601138 | WAIMEA CHEVRON Foodmart | 65-1200 MAMALAHOA HWY | Kamuela | HI | 96743 | EASLEY CORPORATION | P.O. BOX 879 | Kamuela | HI | 96743 | df | 2007-02-07 | Currently In Use |  | 10000 | Diesel
9-601138 | WAIMEA CHEVRON Foodmart | 65-1200 MAMALAHOA HWY | Kamuela | HI | 96743 | EASLEY CORPORATION | P.O. BOX 879 | Kamuela | HI | 96743 | 92 | 2007-02-07 | Currently In Use |  | 10000 | Gasoline
9-601138 | WAIMEA CHEVRON Foodmart | 65-1200 MAMALAHOA HWY | Kamuela | HI | 96743 | EASLEY CORPORATION | P.O. Box 879 | Kamuela | HI | 96743 | df | 2007-02-07 | Currently In Use |  | 10000 | Diesel
9-601138 | WAIMEA CHEVRON Foodmart | 65-1200 MAMALAHOA HWY | Kamuela | HI | 96743 | EASLEY CORPORATION | P.O. BOX 879 | Kamuela | HI | 96743 | 87 | 2007-02-07 | Currently In Use |  | 12000 | Gasoline
9-601138 | WAIMEA CHEVRON Foodmart | 65-1200 MAMALAHOA HWY | Kamuela | HI | 96743 | EASLEY CORPORATION | P.O. Box 879 | Kamuela | HI | 96743 | R-4 | 1986-06-16 | Permanently Out of Use | 1993-11-08 | 1000 | Used Oil
9-601138 | WAIMEA CHEVRON Foodmart | 65-1200 MAMALAHOA HWY | Kamuela | HI | 96743 | EASLEY CORPORATION | P.O. BOX 879 | Kamuela | HI | 96743 | r-3 rul | 1986-06-16 | Permanently out of Use | 2007-01-30 | 10000 | Gasoline
9-601138 | WAIMEA CHEVRON Foodmart | 65-1200 MAMALAHOA HWY | Kamuela | HI | 96743 | EASLEY CORPORATION | P.O. Box 879 | Kamuela | HI | 96743 | r-1 sup | 1986-06-16 | Permanently out of Use | 2007-01-30 | 10000 | Gasoline
9-601138 | WAIMEA CHEVRON Foodmart | 65-1200 MAMALAHOA HWY | Kamuela | HI | 96743 | EASLEY CORPORATION | P.O. Box 879 | Kamuela | HI | 96743 | r-3 rul | 1986-06-16 | Permanently out of Use | 2007-01-30 | 10000 | Gasoline
9-601138 | WAIMEA CHEVRON Foodmart | 65-1200 MAMALAHOA HWY | Kamuela | HI | 96743 | EASLEY CORPORATION | P.O. Box 879 | Kamuela | HI | 96743 | r-2 plus | 1986-06-16 | Permanently out of Use | 2007-01-30 | 10000 | Gasoline
9-601138 | WAIMEA CHEVRON Foodmart | 65-1200 MAMALAHOA HWY | Kamuela | HI | 96743 | EASLEY CORPORATION | P.O. BOX 879 | Kamuela | HI | 96743 | r-2 plus | 1986-06-16 | Permanently out of Use | 2007-01-30 | 10000 | Gasoline
9-601138 | WAIMEA CHEVRON Foodmart | 65-1200 MAMALAHOA HWY | Kamuela | HI | 96743 | EASLEY CORPORATION | P.O. BOX 879 | Kamuela | HI | 96743 | r-1 sup | 1986-06-16 | Permanently out of Use | 2007-01-30 | 10000 | Gasoline
9-601138 | WAIMEA CHEVRON Foodmart | 65-1200 MAMALAHOA HWY | Kamuela | HI | 96743 | EASLEY CORPORATION | P.O. Box 879 | Kamuela | HI | 96743 | 92 | 2007-02-07 | Currently In Use |  | 10000 | Gasoline
9-600663 | Manna Food, Inc. dba Waimea Express | 65-1210 Kawaihae Road | Kamuela | HI | 96743 | Manna Food LLC dba Waipea Express | 65-1210 Kawaihae Rd | Kamuela | HI | 96743 | 87 | 1981-05-19 | Currently in Use |  | 7000 | Gasoline
9-600663 | Manna Food, Inc. dba Waimea Express | 65-1210 Kawaihae Road | Kamuela | HI | 96743 | Manna Food LLC dba Waipea Express | 65-1210 Kawaihae Rd | Kamuela | HI | 96743 | 92 | 1981-05-19 | Currently in Use |  | 5000 | Gasoline
9-600663 | Manna Food, Inc. dba Waimea Express | 65-1210 Kawaihae Road | Kamuela | HI | 96743 | Manna Food LLC dba Waipea Express | 65-1210 Kawaihae Rd | Kamuela | HI | 96743 | 3 | 1999-01-01 | Currently In Use |  | 4000 | Gasoline
9-103317 | PRECISION ELECTRIC | 653 MAPUNAPUNA ST | Honolulu | HI | 96819 | PRECISION ELECTRIC | P.O. BOX 3320 | Honolulu | HI | 96819 | R-2 |  | Permanently Out of Use | 2003-10-04 | 1000 | Diesel
9-103317 | PRECISION ELECTRIC | 653 MAPUNAPUNA ST | Honolulu | HI | 96819 | PRECISION ELECTRIC | P.O. BOX 3320 | Honolulu | HI | 96819 | R-1 |  | Permanently Out of Use | 2003-10-04 | 1000 | Gasoline
9-201204 | 7-11 CALIFORNIA AVENUE | 655 CALIFORNIA AVE | Wahiawa | HI | 96786 | Mid Pac Petroleum LLC | 1100 Alakea Street, 8th floor | Wahiawa | HI | 96786 | 87 | 1998-05-01 | Currently In Use |  | 10000 | Gasoline
9-201204 | 7-11 CALIFORNIA AVENUE | 655 CALIFORNIA AVE | Wahiawa | HI | 96786 | Mid Pac Petroleum LLC | 1100 Alakea Street, 8th floor | Wahiawa | HI | 96786 | R-3 | 1983-04-05 | Permanently Out of Use | 1998-05-15 | 6000 | Gasoline
9-201204 | 7-11 CALIFORNIA AVENUE | 655 CALIFORNIA AVE | Wahiawa | HI | 96786 | Mid Pac Petroleum LLC | 1100 Alakea Street, 8th floor | Wahiawa | HI | 96786 | 92 | 1998-05-01 | Currently In Use |  | 10000 | Gasoline
9-201204 | 7-11 CALIFORNIA AVENUE | 655 CALIFORNIA AVE | Wahiawa | HI | 96786 | Mid Pac Petroleum LLC | 1100 Alakea Street, 8th floor | Wahiawa | HI | 96786 | R-2 | 1983-04-05 | Permanently Out of Use | 1998-05-15 | 10000 | Gasoline
9-201204 | 7-11 CALIFORNIA AVENUE | 655 CALIFORNIA AVE | Wahiawa | HI | 96786 | Mid Pac Petroleum LLC | 1100 Alakea Street, 8th floor | Wahiawa | HI | 96786 | R-1 | 1983-04-05 | Permanently Out of Use | 1998-05-15 | 10000 | Gasoline
9-601324 | HILO WOOD TREATING INC. | 66 KUKILA ST | Hilo | HI | 96720 | HILO WOOD TREATING INC. | 66 KUKILA St | Hilo | HI | 96720 | R-1 | 1968-04-21 | Permanently Out of Use |  | 1000 | Gasoline
9-101883 | SUN INDUSTRIES | 660 MAPUNAPUNA ST | Honolulu | HI | 96819 | SUN INDUSTRIES | 660 MAPUNAPUNA St | Honolulu | HI | 96819 | R-2 |  | Permanently Out of Use | 1993-12-11 | 550 | Gasoline
9-101883 | SUN INDUSTRIES | 660 MAPUNAPUNA ST | Honolulu | HI | 96819 | SUN INDUSTRIES | 660 MAPUNAPUNA St | Honolulu | HI | 96819 | R-1 |  | Permanently Out of Use | 1993-12-11 | 550 | Gasoline
9-603453 | JOINT ASTRONOMY CENTRE | 660 N AOHOKU PL | Hilo | HI | 96720 | JOINT ASTRONONY CENTRE | 660 N AOHOKU PLACE | Hilo | HI | 96720 | R-1 | 1985-01-01 | Permanently Out of Use | 1997-03-03 | 1000 | Gasoline
9-101398 | CITY MILL | 660 N NIMITZ HWY | Honolulu | HI | 96817 | UNOCAL CORPORATION | 3915 Mission Avenue #7416 | Honolulu | HI | 96817 | R-A |  | Permanently Out of Use | 1993-03-08 | 2000 | Diesel
9-101398 | CITY MILL | 660 N NIMITZ HWY | Honolulu | HI | 96817 | UNOCAL CORPORATION | 3915 Mission Avenue #7416 | Honolulu | HI | 96817 | R-B | 1973-08-20 | Permanently Out of Use | 1993-03-08 | 1000 | Other
9-101398 | CITY MILL | 660 N NIMITZ HWY | Honolulu | HI | 96817 | UNOCAL CORPORATION | 3915 Mission Avenue #7416 | Honolulu | HI | 96817 | R-C | 1973-08-20 | Permanently Out of Use | 1993-03-08 | 500 | Gasoline
9-101398 | CITY MILL | 660 N NIMITZ HWY | Honolulu | HI | 96817 | UNOCAL CORPORATION | 3915 Mission Avenue #7416 | Honolulu | HI | 96817 | R-D |  | Permanently Out of Use | 1993-03-08 | 5000 | Diesel
9-101398 | CITY MILL | 660 N NIMITZ HWY | Honolulu | HI | 96817 | UNOCAL CORPORATION | 3915 Mission Avenue #7416 | Honolulu | HI | 96817 | R-E |  | Permanently Out of Use | 1993-03-08 | 2000 | Not Listed
9-200029 | Haleiwa Union 76 SS | 66-031 KAMEHAMEHA HWY | Haleiwa | HI | 96712 | Mid Pac Petroleum LLC | 1100 Alakea St 8th floor | Haleiwa | HI | 96712 | R-0913-1-2 | 1962-04-01 | Permanently Out of Use | 1989-07-01 | 4000 | Gasoline
9-200029 | Haleiwa Union 76 SS | 66-031 KAMEHAMEHA HWY | Haleiwa | HI | 96712 | Mid Pac Petroleum LLC | 1100 Alakea St 8th floor | Haleiwa | HI | 96712 | 0913-287 | 1989-07-27 | Currently In Use |  | 12000 | Gasoline
9-200029 | Haleiwa Union 76 SS | 66-031 KAMEHAMEHA HWY | Haleiwa | HI | 96712 | Mid Pac Petroleum LLC | 1100 Alakea St., 8th Floor | Haleiwa | HI | 96712 | R-0913-2 | 1962-04-01 | Permanently Out of Use | 1989-01-01 | 5000 | Gasoline
9-200029 | Haleiwa Union 76 SS | 66-031 KAMEHAMEHA HWY | Haleiwa | HI | 96712 | Mid Pac Petroleum LLC | 1100 Alakea St 8th floor | Haleiwa | HI | 96712 | 92 | 1989-07-27 | Currently In Use |  | 12000 | Gasoline
9-200029 | Haleiwa Union 76 SS | 66-031 KAMEHAMEHA HWY | Haleiwa | HI | 96712 | Mid Pac Petroleum LLC | 1100 Alakea St., 8th Floor | Haleiwa | HI | 96712 | R-0913-7 | 1962-04-01 | Permanently Out of Use | 1989-01-01 | 2000 | Kerosene
9-200029 | Haleiwa Union 76 SS | 66-031 KAMEHAMEHA HWY | Haleiwa | HI | 96712 | Mid Pac Petroleum LLC | 1100 Alakea St., 8th Floor | Haleiwa | HI | 96712 | R-0913-1-1 | 1962-04-01 | Permanently Out of Use | 1989-07-01 | 4000 | Gasoline
9-200029 | Haleiwa Union 76 SS | 66-031 KAMEHAMEHA HWY | Haleiwa | HI | 96712 | Mid Pac Petroleum LLC | 1100 Alakea St., 8th Floor | Haleiwa | HI | 96712 | R-0913-1-2 | 1962-04-01 | Permanently Out of Use | 1989-07-01 | 4000 | Gasoline
9-200029 | Haleiwa Union 76 SS | 66-031 KAMEHAMEHA HWY | Haleiwa | HI | 96712 | Mid Pac Petroleum LLC | 1100 Alakea St 8th floor | Haleiwa | HI | 96712 | R-0913-2 | 1962-04-01 | Permanently Out of Use | 1989-01-01 | 5000 | Gasoline
9-200029 | Haleiwa Union 76 SS | 66-031 KAMEHAMEHA HWY | Haleiwa | HI | 96712 | Mid Pac Petroleum LLC | 1100 Alakea St 8th floor | Haleiwa | HI | 96712 | R-0913-7 | 1962-04-01 | Permanently Out of Use | 1989-01-01 | 2000 | Kerosene
9-200029 | Haleiwa Union 76 SS | 66-031 KAMEHAMEHA HWY | Haleiwa | HI | 96712 | Mid Pac Petroleum LLC | 1100 Alakea St 8th floor | Haleiwa | HI | 96712 | R-0913-1-1 | 1962-04-01 | Permanently Out of Use | 1989-07-01 | 4000 | Gasoline
9-200029 | Haleiwa Union 76 SS | 66-031 KAMEHAMEHA HWY | Haleiwa | HI | 96712 | Mid Pac Petroleum LLC | 1100 Alakea St., 8th Floor | Haleiwa | HI | 96712 | 0913-3 | 1989-07-27 | Temporarily out of Use |  | 520 | Used Oil
9-200029 | Haleiwa Union 76 SS | 66-031 KAMEHAMEHA HWY | Haleiwa | HI | 96712 | Mid Pac Petroleum LLC | 1100 Alakea St., 8th Floor | Haleiwa | HI | 96712 | 92 | 1989-07-27 | Currently In Use |  | 12000 | Gasoline
9-200029 | Haleiwa Union 76 SS | 66-031 KAMEHAMEHA HWY | Haleiwa | HI | 96712 | Mid Pac Petroleum LLC | 1100 Alakea St., 8th Floor | Haleiwa | HI | 96712 | 0913-287 | 1989-07-27 | Currently In Use |  | 12000 | Gasoline
9-200029 | Haleiwa Union 76 SS | 66-031 KAMEHAMEHA HWY | Haleiwa | HI | 96712 | Mid Pac Petroleum LLC | 1100 Alakea St 8th floor | Haleiwa | HI | 96712 | 0913-3 | 1989-07-27 | Temporarily out of Use |  | 520 | Used Oil
9-203931 | Haleiwa Commerical Redevelopment | 66-087 Kamehameha Highway | Haleiwa | HI | 96712 | BP Bishop Trust Estate | Kamehameha Schools 567 S King Street | Haleiwa | HI | 96712 | r-6 |  | Permanently out of Use | 2013-01-28 | 400 | Unknown
9-203931 | Haleiwa Commerical Redevelopment | 66-087 Kamehameha Highway | Haleiwa | HI | 96712 | BP Bishop Trust Estate | Kamehameha Schools 567 S King Street | Haleiwa | HI | 96712 | r-3 |  | Permanently out of Use | 2013-01-28 | 400 | Unknown
9-203931 | Haleiwa Commerical Redevelopment | 66-087 Kamehameha Highway | Haleiwa | HI | 96712 | BP Bishop Trust Estate | Kamehameha Schools 567 S King Street | Haleiwa | HI | 96712 | r-7 |  | Permanently out of Use | 2013-01-28 | 500 | Unknown
9-203931 | Haleiwa Commerical Redevelopment | 66-087 Kamehameha Highway | Haleiwa | HI | 96712 | BP Bishop Trust Estate | Kamehameha Schools 567 S King Street | Haleiwa | HI | 96712 | r-4 |  | Permanently out of Use | 2013-01-28 | 400 | Unknown
9-203931 | Haleiwa Commerical Redevelopment | 66-087 Kamehameha Highway | Haleiwa | HI | 96712 | BP Bishop Trust Estate | Kamehameha Schools 567 S King Street | Haleiwa | HI | 96712 | r-5 |  | Permanently out of Use | 2013-01-28 | 400 | Unknown
9-600963 | WAIMEA OPERATIONS CENTER | 66-1591 KAWAIHAE RD. | Waimea | HI | 96743 | HAWAII ELECTRIC LIGHT CO., INC. | P.O. Box 1027 | Waimea | HI | 96743 | r-87 | 1981-04-16 | Permanently out of Use | 2011-11-29 | 2000 | Gasoline
9-600963 | WAIMEA OPERATIONS CENTER | 66-1591 KAWAIHAE RD. | Waimea | HI | 96743 | HAWAII ELECTRIC LIGHT CO., INC. | P.O. Box 1027 | Waimea | HI | 96743 | r-2 | 1981-04-16 | Permanently out of Use | 2011-11-29 | 2000 | Diesel
9-201704 | ABE SUPPLY & SERVICE, INC. | 66-208 KAMEHAMEHA HWY | Haleiwa | HI | 96712 | LOUISE T. ABE | 66-431 PIKAI ST | Haleiwa | HI | 96712 | R-03 | 1969-08-21 | Permanently Out of Use | 1993-07-29 | 5000 | Gasoline
9-201704 | ABE SUPPLY & SERVICE, INC. | 66-208 KAMEHAMEHA HWY | Haleiwa | HI | 96712 | LOUISE T. ABE | 66-431 PIKAI ST | Haleiwa | HI | 96712 | R-1 | 1959-08-22 | Permanently Out of Use | 1970-12-01 | 1000 | Gasoline
9-201704 | ABE SUPPLY & SERVICE, INC. | 66-208 KAMEHAMEHA HWY | Haleiwa | HI | 96712 | LOUISE T. ABE | 66-431 PIKAI ST | Haleiwa | HI | 96712 | R-04 | 1969-08-21 | Permanently Out of Use | 1993-07-29 | 5000 | Gasoline
9-201704 | ABE SUPPLY & SERVICE, INC. | 66-208 KAMEHAMEHA HWY | Haleiwa | HI | 96712 | LOUISE T. ABE | 66-431 PIKAI ST | Haleiwa | HI | 96712 | R-2 | 1959-08-22 | Permanently Out of Use | 1970-12-01 | 1000 | Gasoline
9-200905 | T. OTAKE & SONS, LTD. | 66-212 FARRINGTON HWY | Waialua | HI | 96791 | T. OTAKE & SONS, LTD. | 66-212 FARRINGTON HWY | Waialua | HI | 96791 | R-003 |  | Permanently Out of Use |  |  | Not Listed
9-200905 | T. OTAKE & SONS, LTD. | 66-212 FARRINGTON HWY | Waialua | HI | 96791 | T. OTAKE & SONS, LTD. | 66-212 FARRINGTON HWY | Waialua | HI | 96791 | R-002 | 1946-04-02 | Permanently Out of Use |  | 550 | Not Listed
9-200905 | T. OTAKE & SONS, LTD. | 66-212 FARRINGTON HWY | Waialua | HI | 96791 | T. OTAKE & SONS, LTD. | 66-212 FARRINGTON HWY | Waialua | HI | 96791 | r-001 | 1946-04-02 | Permanently Out of Use |  | 1500 | Not Listed
9-100206 | FKS RENTALS & SALES | 663 KAKOI ST | Honolulu | HI | 96819 | FKS RENTALS & SALES | 663 KAKOI ST | Honolulu | HI | 96819 | R-1 | 1969-03-10 | Permanently Out of Use | 1989-12-27 | 1500 | Gasoline
9-100206 | FKS RENTALS & SALES | 663 KAKOI ST | Honolulu | HI | 96819 | FKS RENTALS & SALES | 663 KAKOI ST | Honolulu | HI | 96819 | R-3 | 1969-03-10 | Permanently Out of Use | 1989-12-27 | 1500 | Used Oil
9-100206 | FKS RENTALS & SALES | 663 KAKOI ST | Honolulu | HI | 96819 | FKS RENTALS & SALES | 663 KAKOI ST | Honolulu | HI | 96819 | R-2 | 1969-03-10 | Permanently Out of Use | 1989-12-27 | 1500 | Gasoline
9-203770 | MR. AND MRS. WALTER TAKARA | 66-340 PAALAA RD | Haleiwa | HI | 96712 | MR AND MRS WALTER TAKARA | 95-191 MOHAI ST | Haleiwa | HI | 96712 | R-2 |  | Permanently Out of Use | 2003-08-25 | 1000 | Gasoline
9-203770 | MR. AND MRS. WALTER TAKARA | 66-340 PAALAA RD | Haleiwa | HI | 96712 | MR AND MRS WALTER TAKARA | 95-191 MOHAI ST | Haleiwa | HI | 96712 | R-1 |  | Permanently Out of Use | 2003-08-25 | 1000 | Gasoline
9-200533 | WAIALUA CENTRAL OFFICE | 66-373 WAIALUA BEACH RD | Haleiwa | HI | 96712 | Hawaiian Telcom | P.O. Box 2200 | Haleiwa | HI | 96712 | M-1 | 1985-05-07 | Currently in Use |  | 550 | Diesel
9-100289 | PACIFIC TRANSFER & WAREHOUSE, IN | 664 KAKOI ST | Honolulu | HI | 96819 | PACIFIC TRANSFER & WAREHOUSE, INC. | 664 KAKOI ST | Honolulu | HI | 96819 | R-1 | 1978-05-01 | Permanently Out of Use | 1994-05-07 | 2000 | Gasoline
9-100289 | PACIFIC TRANSFER & WAREHOUSE, IN | 664 KAKOI ST | Honolulu | HI | 96819 | PACIFIC TRANSFER & WAREHOUSE, INC. | 664 KAKOI ST | Honolulu | HI | 96819 | R-2 | 1978-05-01 | Permanently Out of Use | 1994-05-07 | 2000 | Diesel
9-100325 | ALOHA PETROLEUM HAWAII KAI | 6640 HAWAII KAI DR | Honolulu | HI | 96825 | ALOHA PETROLEUM, LTD. | 1132 BISHOP STREET, SUITE 1700 | Honolulu | HI | 96825 | R-3 | 1983-02-09 | Permanently Out of Use | 2003-03-06 | 10000 | Gasoline
9-100325 | ALOHA PETROLEUM HAWAII KAI | 6640 HAWAII KAI DR | Honolulu | HI | 96825 | ALOHA PETROLEUM, LTD. | 1132 BISHOP STREET, SUITE 1700 | Honolulu | HI | 96825 | R-2 | 1983-02-09 | Permanently Out of Use | 2003-03-06 | 10000 | Gasoline
9-100325 | ALOHA PETROLEUM HAWAII KAI | 6640 HAWAII KAI DR | Honolulu | HI | 96825 | ALOHA PETROLEUM, LTD. | 1132 BISHOP STREET, SUITE 1700 | Honolulu | HI | 96825 | R-1 | 1983-02-09 | Permanently Out of Use | 2002-11-18 | 550 | Used Oil
9-100325 | ALOHA PETROLEUM HAWAII KAI | 6640 HAWAII KAI DR | Honolulu | HI | 96825 | ALOHA PETROLEUM, LTD. | 1132 BISHOP STREET, SUITE 1700 | Honolulu | HI | 96825 | R-5 | 1983-02-09 | Permanently Out of Use | 2003-03-06 | 10000 | Diesel
9-100325 | ALOHA PETROLEUM HAWAII KAI | 6640 HAWAII KAI DR | Honolulu | HI | 96825 | ALOHA PETROLEUM, LTD. | 1132 BISHOP STREET, SUITE 1700 | Honolulu | HI | 96825 | B | 2002-12-18 | Currently In Use |  | 10000 | Gasoline
9-100325 | ALOHA PETROLEUM HAWAII KAI | 6640 HAWAII KAI DR | Honolulu | HI | 96825 | ALOHA PETROLEUM, LTD. | 1132 BISHOP STREET, SUITE 1700 | Honolulu | HI | 96825 | A | 2002-12-18 | Currently In Use |  | 10000 | Gasoline
9-100325 | ALOHA PETROLEUM HAWAII KAI | 6640 HAWAII KAI DR | Honolulu | HI | 96825 | ALOHA PETROLEUM, LTD. | 1132 BISHOP STREET, SUITE 1700 | Honolulu | HI | 96825 | R-4 | 1983-02-09 | Permanently Out of Use | 2003-03-06 | 10000 | Gasoline
9-200091 | C&CH WAIALUA FIRE STATION | 66-420 HALEIWA RD | Haleiwa | HI | 96712 | C&C HNL Fire Dept | 636 South Street | Haleiwa | HI | 96712 | 1 | 1983-06-01 | Currently in Use |  | 1000 | Diesel
9-201488 | TOYO'S AUTO SALE & SERVICE | 66-460 HALEIWA RD | Haleiwa | HI | 96712 | TOYO'S AUTO SALES & SERVICE | 66-460 HALEIWA RD | Haleiwa | HI | 96712 | R-02 | 1956-04-21 | Permanently Out of Use |  | 1000 | Gasoline
9-201488 | TOYO'S AUTO SALE & SERVICE | 66-460 HALEIWA RD | Haleiwa | HI | 96712 | TOYO'S AUTO SALES & SERVICE | 66-460 HALEIWA RD | Haleiwa | HI | 96712 | R-01 | 1956-04-21 | Permanently Out of Use |  | 1000 | Not Listed
9-202483 | KAWAMATA BROS, LTD | 66-540 KAMEHAMEHA HWY | Haleiwa | HI | 96712 | KAWAMATA BROS, LTD | 66-540 KAMEHAMEHA HWY | Haleiwa | HI | 96712 | used oil | 1991-09-18 | Currently in Use |  | 550 | Used Oil
9-202483 | KAWAMATA BROS, LTD | 66-540 KAMEHAMEHA HWY | Haleiwa | HI | 96712 | KAWAMATA BROS, LTD | 66-540 KAMEHAMEHA HWY | Haleiwa | HI | 96712 | R-2 | 1962-06-30 | Permanently Out of Use | 1991-09-16 | 4000 | Gasoline
9-202483 | KAWAMATA BROS, LTD | 66-540 KAMEHAMEHA HWY | Haleiwa | HI | 96712 | KAWAMATA BROS, LTD | 66-540 KAMEHAMEHA HWY | Haleiwa | HI | 96712 | R-3 | 1962-06-30 | Permanently Out of Use | 1991-09-16 | 6000 | Gasoline
9-202483 | KAWAMATA BROS, LTD | 66-540 KAMEHAMEHA HWY | Haleiwa | HI | 96712 | KAWAMATA BROS, LTD | 66-540 KAMEHAMEHA HWY | Haleiwa | HI | 96712 | R-87 | 1991-09-18 | Permanently Out of Use | 2006-02-01 | 10000 | Gasoline
9-202483 | KAWAMATA BROS, LTD | 66-540 KAMEHAMEHA HWY | Haleiwa | HI | 96712 | KAWAMATA BROS, LTD | 66-540 KAMEHAMEHA HWY | Haleiwa | HI | 96712 | R-92 | 1991-09-18 | Permanently Out of Use | 2006-02-01 | 10000 | Gasoline
9-202483 | KAWAMATA BROS, LTD | 66-540 KAMEHAMEHA HWY | Haleiwa | HI | 96712 | KAWAMATA BROS, LTD | 66-540 KAMEHAMEHA HWY | Haleiwa | HI | 96712 | R-5 | 1962-06-30 | Permanently Out of Use | 1991-09-16 | 500 | Used Oil
9-202483 | KAWAMATA BROS, LTD | 66-540 KAMEHAMEHA HWY | Haleiwa | HI | 96712 | KAWAMATA BROS, LTD | 66-540 KAMEHAMEHA HWY | Haleiwa | HI | 96712 | R-4 | 1962-06-30 | Permanently Out of Use | 1991-09-16 | 4000 | Gasoline
9-202483 | KAWAMATA BROS, LTD | 66-540 KAMEHAMEHA HWY | Haleiwa | HI | 96712 | KAWAMATA BROS, LTD | 66-540 KAMEHAMEHA HWY | Haleiwa | HI | 96712 | R-1 | 1962-06-30 | Permanently Out of Use | 1991-09-16 | 4000 | Gasoline
9-200923 | TESORO 2GO 61051 | 66-580 KAMEHAMEHA HWY | Haleiwa | HI | 96712 | HIE Retail, LLC | 800 Gessner Road, Suite 875 | Haleiwa | HI | 96712 | 1 | 2013-09-06 | Currently In Use |  | 15000 | Gasohol
9-200923 | TESORO 2GO 61051 | 66-580 KAMEHAMEHA HWY | Haleiwa | HI | 96712 | HIE Retail, LLC | 800 Gessner Road, Suite 875 | Haleiwa | HI | 96712 | R-6 | 1965-05-06 | Permanently Out of Use | 1994-08-26 | 8500 | Gasoline
9-200923 | TESORO 2GO 61051 | 66-580 KAMEHAMEHA HWY | Haleiwa | HI | 96712 | HIE Retail, LLC | 800 Gessner Road, Suite 875 | Haleiwa | HI | 96712 | R-4 | 1965-05-06 | Permanently Out of Use | 1995-05-31 | 12000 | Gasoline
9-200923 | TESORO 2GO 61051 | 66-580 KAMEHAMEHA HWY | Haleiwa | HI | 96712 | HIE Retail, LLC | 800 Gessner Road, Suite 875 | Haleiwa | HI | 96712 | r- 87 | 1986-05-06 | Permanently out of Use | 2014-08-30 | 10000 | Gasoline
9-200923 | TESORO 2GO 61051 | 66-580 KAMEHAMEHA HWY | Haleiwa | HI | 96712 | HIE Retail, LLC | 800 Gessner Road, Suite 875 | Haleiwa | HI | 96712 | R-5 | 1965-05-06 | Permanently Out of Use | 1985-11-01 | 8500 | Gasoline
9-200923 | TESORO 2GO 61051 | 66-580 KAMEHAMEHA HWY | Haleiwa | HI | 96712 | HIE Retail, LLC | 800 Gessner Road, Suite 875 | Haleiwa | HI | 96712 | 2b diesel | 2013-09-06 | Currently In Use |  | 7000 | Diesel
9-200923 | TESORO 2GO 61051 | 66-580 KAMEHAMEHA HWY | Haleiwa | HI | 96712 | HIE Retail, LLC | 800 Gessner Road, Suite 875 | Haleiwa | HI | 96712 | r-92 | 1986-05-06 | Permanently out of Use | 2014-08-30 | 10000 | Gasoline
9-200923 | TESORO 2GO 61051 | 66-580 KAMEHAMEHA HWY | Haleiwa | HI | 96712 | HIE Retail, LLC | 800 Gessner Road, Suite 875 | Haleiwa | HI | 96712 | r-3 | 1986-05-06 | Permanently out of Use | 2014-08-30 | 10000 | Diesel
9-200923 | TESORO 2GO 61051 | 66-580 KAMEHAMEHA HWY | Haleiwa | HI | 96712 | HIE Retail, LLC | 800 Gessner Road, Suite 875 | Haleiwa | HI | 96712 | 2a 87 | 2013-09-06 | Currently In Use |  | 8000 | Gasohol
9-101271 | SUPERBLOCK PROPERTIES | 666 KEEAUMOKU ST / SOUTH BLOCK (S9) | Honolulu | HI | 96814 | KEEAUMOKU PARTNERS | 820 MILILANI ST, SUITE 820 | Honolulu | HI | 96814 | R-ST6 |  | Permanently Out of Use | 1991-11-18 | 8900 | Gasoline
9-101271 | SUPERBLOCK PROPERTIES | 666 KEEAUMOKU ST / SOUTH BLOCK (S9) | Honolulu | HI | 96814 | KEEAUMOKU PARTNERS | 820 MILILANI ST, SUITE 820 | Honolulu | HI | 96814 | R-ST7 |  | Permanently Out of Use | 1991-11-18 | 8900 | Gasoline
9-101026 | AIM KING STREET SHELL | 666 N KING ST | Honolulu | HI | 96817 | ALOHA PETROLEUM, LTD. | 1132 BISHOP STREET, SUITE 1700 | Honolulu | HI | 96817 | 1 | 1984-04-18 | Currently In Use |  | 10000 | Gasohol
9-101026 | AIM KING STREET SHELL | 666 N KING ST | Honolulu | HI | 96817 | ALOHA PETROLEUM, LTD. | 1132 BISHOP STREET, SUITE 1700 | Honolulu | HI | 96817 | 3 | 1984-04-18 | Currently In Use |  | 10000 | Diesel
9-101026 | AIM KING STREET SHELL | 666 N KING ST | Honolulu | HI | 96817 | ALOHA PETROLEUM, LTD. | 1132 BISHOP STREET, SUITE 1700 | Honolulu | HI | 96817 | 2 | 1984-04-18 | Currently In Use |  | 10000 | Gasohol
9-201724 | 7-Eleven Haleiwa | 66-632 KAMEHAMEHA HWY | Haleiwa | HI | 96712 | ALOHA PETROLEUM, LTD. | 1132 Bishop Street, Suite 1700 | Haleiwa | HI | 96712 | 87 | 1988-02-28 | Currently in Use |  | 10000 | Gasoline
9-201724 | 7-Eleven Haleiwa | 66-632 KAMEHAMEHA HWY | Haleiwa | HI | 96712 | ALOHA PETROLEUM, LTD. | 1132 Bishop Street, Suite 1700 | Haleiwa | HI | 96712 | 92 | 1988-02-28 | Currently in Use |  | 10000 | Gasoline
9-201724 | 7-Eleven Haleiwa | 66-632 KAMEHAMEHA HWY | Haleiwa | HI | 96712 | ALOHA PETROLEUM, LTD. | 1132 Bishop Street, Suite 1700 | Haleiwa | HI | 96712 | 89 | 1988-02-28 | Currently in Use |  | 10000 | Gasoline
9-201898 | RICHARD TOMISA | 66-659 HALEIWA RD | Haleiwa | HI | 96712 | RICHARD TOMISA | 68-406 OLOHIO St | Haleiwa | HI | 96712 | R-1 |  | Permanently Out of Use |  | 1000 | Gasoline
9-201898 | RICHARD TOMISA | 66-659 HALEIWA RD | Haleiwa | HI | 96712 | RICHARD TOMISA | 68-406 OLOHIO St | Haleiwa | HI | 96712 | R-3 |  | Permanently Out of Use |  | 250 | Gasoline
9-201898 | RICHARD TOMISA | 66-659 HALEIWA RD | Haleiwa | HI | 96712 | RICHARD TOMISA | 68-406 OLOHIO St | Haleiwa | HI | 96712 | R-2 |  | Permanently Out of Use |  | 250 | Gasoline
9-103883 | Pearl Harbor nval Shipyard and IMF | 667 Safeguard St suite 100 | Pearl Harbor | HI | 96860 | Grand Wailea Resort | 3850 Wailea Alanui Drive | Pearl Harbor | HI | 96860 | r-1 |  | Permanently out of Use | 2009-09-15 | 550 | Diesel
9-101148 | I. DOI TRUCKING | 669 AHUA ST | Honolulu | HI | 96819 | I. DOI HAULING CONTRACTOR INC | 669 AHUA ST | Honolulu | HI | 96819 | R-01 | 1964-04-29 | Permanently Out of Use | 1988-01-01 | 2000 | Diesel
9-101148 | I. DOI TRUCKING | 669 AHUA ST | Honolulu | HI | 96819 | I. DOI HAULING CONTRACTOR INC | 669 AHUA ST | Honolulu | HI | 96819 | R-02 | 1964-04-29 | Permanently Out of Use | 1988-01-01 | 1000 | Gasoline
9-101392 | GILBERT KOBATAKE | 669 AHUA ST | Honolulu | HI | 96819 | UNOCAL CORPORATION | 3915 Mission Avenue #7416 | Honolulu | HI | 96819 | R-4 | 1967-12-30 | Permanently Out of Use | 1995-06-01 | 550 | Gasoline
9-101392 | GILBERT KOBATAKE | 669 AHUA ST | Honolulu | HI | 96819 | UNOCAL CORPORATION | 3915 Mission Avenue #7416 | Honolulu | HI | 96819 | P-1 | 1963-08-21 | Permanently Out of Use | 1985-04-01 | 2000 | Gasoline
9-101392 | GILBERT KOBATAKE | 669 AHUA ST | Honolulu | HI | 96819 | UNOCAL CORPORATION | 3915 Mission Avenue #7416 | Honolulu | HI | 96819 | P-3 | 1973-08-21 | Permanently Out of Use |  | 2000 | Not Listed
9-101392 | GILBERT KOBATAKE | 669 AHUA ST | Honolulu | HI | 96819 | UNOCAL CORPORATION | 3915 Mission Avenue #7416 | Honolulu | HI | 96819 | P-2 | 1963-08-21 | Permanently Out of Use |  | 1000 | Diesel
9-201918 | Waialua Service | 67-016 FARRINGTON HWY | Waialua | HI | 96791 | HALEIWA YACHT CLUB, LLC | 62-203 LOKOEA PLACE | Waialua | HI | 96791 | 3 | 1990-05-30 | Currently in Use |  | 1000 | Diesel
9-201918 | Waialua Service | 67-016 FARRINGTON HWY | Waialua | HI | 96791 | HALEIWA YACHT CLUB, LLC | 62-203 LOKOEA PLACE | Waialua | HI | 96791 | R-003 |  | Permanently Out of Use | 1990-05-30 | 2000 | Not Listed
9-201918 | Waialua Service | 67-016 FARRINGTON HWY | Waialua | HI | 96791 | HALEIWA YACHT CLUB, LLC | 62-203 LOKOEA PLACE | Waialua | HI | 96791 | R-002 |  | Permanently Out of Use | 1990-05-30 | 5000 | Not Listed
9-201918 | Waialua Service | 67-016 FARRINGTON HWY | Waialua | HI | 96791 | HALEIWA YACHT CLUB, LLC | 62-203 LOKOEA PLACE | Waialua | HI | 96791 | R-004 |  | Permanently Out of Use | 1990-05-30 | 1000 | Not Listed
9-201918 | Waialua Service | 67-016 FARRINGTON HWY | Waialua | HI | 96791 | HALEIWA YACHT CLUB, LLC | 62-203 LOKOEA PLACE | Waialua | HI | 96791 | 87 | 1990-05-30 | Currently in Use |  | 8000 | Gasoline
9-201918 | Waialua Service | 67-016 FARRINGTON HWY | Waialua | HI | 96791 | HALEIWA YACHT CLUB, LLC | 62-203 LOKOEA PLACE | Waialua | HI | 96791 | 92 | 1990-05-30 | Currently in Use |  | 8000 | Gasoline
9-201918 | Waialua Service | 67-016 FARRINGTON HWY | Waialua | HI | 96791 | HALEIWA YACHT CLUB, LLC | 62-203 LOKOEA PLACE | Waialua | HI | 96791 | R-001 |  | Permanently Out of Use | 1990-05-30 | 5000 | Not Listed
9-202999 | AIM WAIALUA | 67-218 GOODALE AVE | Waialua | HI | 96791 | ALOHA PETROLEUM, LTD. | 1132 Bishop Street, Suite 1700 | Waialua | HI | 96791 | 92 | 1994-11-15 | Currently In Use |  | 10000 | Gasohol
9-202999 | AIM WAIALUA | 67-218 GOODALE AVE | Waialua | HI | 96791 | ALOHA PETROLEUM, LTD. | 1132 Bishop Street, Suite 1700 | Waialua | HI | 96791 | 87 | 1994-11-15 | Currently In Use |  | 10000 | Gasohol
9-202999 | AIM WAIALUA | 67-218 GOODALE AVE | Waialua | HI | 96791 | ALOHA PETROLEUM, LTD. | 1132 Bishop Street, Suite 1700 | Waialua | HI | 96791 | R-1 | 1966-01-01 | Permanently Out of Use | 1994-11-15 | 8000 | Gasoline
9-202999 | AIM WAIALUA | 67-218 GOODALE AVE | Waialua | HI | 96791 | ALOHA PETROLEUM, LTD. | 1132 Bishop Street, Suite 1700 | Waialua | HI | 96791 | R-2 | 1966-01-01 | Permanently Out of Use | 1994-11-15 | 7000 | Gasoline
9-202999 | AIM WAIALUA | 67-218 GOODALE AVE | Waialua | HI | 96791 | ALOHA PETROLEUM, LTD. | 1132 Bishop Street, Suite 1700 | Waialua | HI | 96791 | R-3 | 1966-01-01 | Permanently Out of Use | 1994-11-15 | 280 | Used Oil
9-101393 | S. McCABE PAVING | 673 MAPUNAPUNA ST | Honolulu | HI | 96819 | UNOCAL CORPORATION | 3915 Mission Avenue #7416 | Honolulu | HI | 96819 | R-1 | 1966-08-20 | Permanently Out of Use | 1991-07-15 | 1000 | Diesel
9-200918 | FUJIOKA STORE | 67-312 KEALOHANUI ST | Waialua | HI | 96791 | R. FUJIOKA & SONS, LTD. | 67-312 KEALOHANUI ST | Waialua | HI | 96791 | R-001 | 1976-04-29 | Permanently Out of Use | 1989-10-08 | 500 | Gasoline
9-200918 | FUJIOKA STORE | 67-312 KEALOHANUI ST | Waialua | HI | 96791 | R. FUJIOKA & SONS, LTD. | 67-312 KEALOHANUI ST | Waialua | HI | 96791 | R-002 | 1976-04-29 | Permanently Out of Use | 1989-10-08 | 250 | Gasoline
9-101533 | ROYAL CONTRACTING CO., LTD. | 677 AHUA ST | Honolulu | HI | 96819 | ROYAL CONTRACTING CO., LTD. | 677 AHUA St | Honolulu | HI | 96819 | R-3 |  | Permanently Out of Use | 1995-02-25 | 1000 | Used Oil
9-101533 | ROYAL CONTRACTING CO., LTD. | 677 AHUA ST | Honolulu | HI | 96819 | ROYAL CONTRACTING CO., LTD. | 677 AHUA St | Honolulu | HI | 96819 | R-1 | 1969-04-29 | Permanently Out of Use | 1995-02-25 | 2000 | Gasoline
9-101533 | ROYAL CONTRACTING CO., LTD. | 677 AHUA ST | Honolulu | HI | 96819 | ROYAL CONTRACTING CO., LTD. | 677 AHUA St | Honolulu | HI | 96819 | R-2 | 1969-04-29 | Permanently Out of Use | 1995-02-25 | 1000 | Diesel
9-101396 | POHULANI ELDERLY PROJECT | 677 QUEEN ST | Honolulu | HI | 96813 | STATE DBEDT - HAWAII COMM DEVELOPMENT AUTHORITY | 677 ALA MOANA BLVD, SUITE 1001 | Honolulu | HI | 96813 | R-1 |  | Permanently Out of Use | 1990-11-20 | 500 | Diesel
9-101396 | POHULANI ELDERLY PROJECT | 677 QUEEN ST | Honolulu | HI | 96813 | STATE DBEDT - HAWAII COMM DEVELOPMENT AUTHORITY | 677 ALA MOANA BLVD, SUITE 1001 | Honolulu | HI | 96813 | R-3 |  | Permanently Out of Use | 1991-06-08 | 1000 | Not Listed
9-101396 | POHULANI ELDERLY PROJECT | 677 QUEEN ST | Honolulu | HI | 96813 | STATE DBEDT - HAWAII COMM DEVELOPMENT AUTHORITY | 677 ALA MOANA BLVD, SUITE 1001 | Honolulu | HI | 96813 | R-2 |  | Permanently Out of Use | 1991-04-16 | 1000 | Not Listed
9-603328 | MAUNA LANI RESORT | 68-1310 MAUNA LANI DR #101 | Kamuela | HI | 96743 | MAUNA LANI RESORT | 68-1310 MAUNA LANI DRIVE, NO. 101 | Kamuela | HI | 96743 | R-115248 |  | Permanently Out of Use | 1997-03-01 | 500 | Diesel
9-603328 | MAUNA LANI RESORT | 68-1310 MAUNA LANI DR #101 | Kamuela | HI | 96743 | MAUNA LANI RESORT | 68-1310 MAUNA LANI DRIVE, NO. 101 | Kamuela | HI | 96743 | R-115200 |  | Permanently Out of Use | 1997-03-01 | 500 | Diesel
9-601928 | WAIKOLOA HIGHLAND CHEVRON | 68-1845 WAIKOLOA RD | Waikoloa | HI | 96738 | WAIKOLOA HIGHLAND CHEVRON | 68-1845 Waikoloa Rd | Waikoloa | HI | 96738 | 01 | 1989-11-30 | Currently in Use |  | 10000 | Gasoline
9-601928 | WAIKOLOA HIGHLAND CHEVRON | 68-1845 WAIKOLOA RD | Waikoloa | HI | 96738 | WAIKOLOA HIGHLAND CHEVRON | 68-1845 Waikoloa Rd | Waikoloa | HI | 96738 | 02 | 1989-11-30 | Currently in Use |  | 10000 | Gasoline
9-601928 | WAIKOLOA HIGHLAND CHEVRON | 68-1845 WAIKOLOA RD | Waikoloa | HI | 96738 | WAIKOLOA HIGHLAND CHEVRON | 68-1845 Waikoloa Rd | Waikoloa | HI | 96738 | 03 | 1989-11-30 | Currently in Use |  | 10000 | Gasoline
9-101546 | NORDIC CONSTRUCTION, LTD. | 685 AHUA ST | Honolulu | HI | 96819 | NORDIC CONSTRUCTION, LTD. | 685 AHUA ST | Honolulu | HI | 96819 | R-1 | 1967-10-13 | Permanently Out of Use | 1997-09-10 | 2000 | Gasoline
9-101546 | NORDIC CONSTRUCTION, LTD. | 685 AHUA ST | Honolulu | HI | 96819 | NORDIC CONSTRUCTION, LTD. | 685 AHUA ST | Honolulu | HI | 96819 | R-2 |  | Permanently Out of Use | 1997-09-11 | 550 | Gasoline
9-500378 | DIVISION OF FORESTRY & WILDLIFE (PMID OGG006112) | 685 HALEAKALA HWY | Kahului | HI | 96732 | STATE DLNR | P.O. BOX 373 | Kahului | HI | 96732 | R-2 | 1977-03-21 | Permanently Out of Use | 1998-10-25 | 1000 | Diesel
9-500378 | DIVISION OF FORESTRY & WILDLIFE (PMID OGG006112) | 685 HALEAKALA HWY | Kahului | HI | 96732 | STATE DLNR | P.O. BOX 373 | Kahului | HI | 96732 | R-1 | 1977-03-21 | Permanently Out of Use | 1998-10-28 | 1000 | Gasoline
9-500412 | SHIMIZU & SONS CONSTRUCTION, INC | 685 KAHALE ST | Kahului | HI | 96732 | SHIMIZU & SONS CONSTRUCTION, INC | 685 KAHALE ST | Kahului | HI | 96732 | R-2 | 1971-04-12 | Permanently Out of Use | 1995-09-05 | 2500 | Gasoline
9-500412 | SHIMIZU & SONS CONSTRUCTION, INC | 685 KAHALE ST | Kahului | HI | 96732 | SHIMIZU & SONS CONSTRUCTION, INC | 685 KAHALE ST | Kahului | HI | 96732 | R-1 | 1971-04-12 | Permanently Out of Use | 1995-09-05 | 6300 | Diesel
9-102442 | MOOS MACHINE SHOP | 685 MAPUNAPUNA ST | Honolulu | HI | 96800 | MOOS MACHINE SHOP | 685 MAPUNAPUNA ST | Honolulu | HI | 96800 | R-1 |  | Permanently Out of Use |  | 500 | Diesel
9-202186 | PEARL CITY UNION 76 STATION | 687 KAMEHAMEHA HWY | Pearl City | HI | 96782 | PEARL CITY UNION 76 STATION | 687 KAMEHAMEHA HWY | Pearl City | HI | 96782 | R-1 |  | Permanently Out of Use |  | 2000 | Other
9-202186 | PEARL CITY UNION 76 STATION | 687 KAMEHAMEHA HWY | Pearl City | HI | 96782 | PEARL CITY UNION 76 STATION | 687 KAMEHAMEHA HWY | Pearl City | HI | 96782 | R-2 |  | Permanently Out of Use |  | 1600 | Not Listed
9-103685 | SUN INDUSTRIES | 689 PUULOA RD | Honolulu | HI | 96819 | SUN INDUSTRIES | 660 MAPUNAPUNA St | Honolulu | HI | 96819 | R-T1 |  | Permanently Out of Use | 2001-04-16 | 1000 | Gasoline
9-103685 | SUN INDUSTRIES | 689 PUULOA RD | Honolulu | HI | 96819 | SUN INDUSTRIES | 660 MAPUNAPUNA St | Honolulu | HI | 96819 | R-T3 |  | Permanently Out of Use | 2002-04-16 | 550 | Diesel
9-103685 | SUN INDUSTRIES | 689 PUULOA RD | Honolulu | HI | 96819 | SUN INDUSTRIES | 660 MAPUNAPUNA St | Honolulu | HI | 96819 | R-T2 |  | Permanently Out of Use | 2002-04-16 | 1000 | Gasoline
9-603465 | KONA COMMUNITY HOSPITAL | 69 HAUKAPILA RD P.O. Box 69 | Kealakekua | HI | 96750 | STATE DOH - HHSC | P.O. BOX 69 | Kealakekua | HI | 96750 | R-M-1 | 1975-01-01 | Permanently Out of Use | 1999-05-03 | 600 | Diesel
9-103354 | WILLIAM J. KIMI, JR., LTD | 692 MAPUNAPUNA ST OR 701 PUULOA RD | Honolulu | HI | 96819 | WILLIAM J. KIMI, JR. LTD | 87 BANYAN DR | Honolulu | HI | 96819 | R-1 |  | Permanently Out of Use | 1998-02-28 | 1000 | Diesel
9-403436 | LANAI COMMUNITY HOSPITAL | 697 SEVENTH AVE | Lanai City | HI | 96763 | STATE DOH - HAWAII HEALTH SYSTEM CORP | 697 SEVENTH AVE | Lanai City | HI | 96763 | R-1 | 1968-04-01 | Permanently Out of Use | 1999-12-14 | 560 | Diesel
9-203434 | USMC - MARINE CORPS BASE HAWAII | 6TH AND C ST TANK KB-K17-1 | Kaneohe Marine Corps Base | HI | 96863 | U.S. MARINE CORPS BASE HAWAII | Facilities Department Box 63002 | Kaneohe Marine Corps Base | HI | 96863 | R-KB-17-1 |  | Permanently Out of Use | 1998-08-01 | 250 | Diesel
9-503501 | AIM WEST MAUI SHELL | 70 KAPUNAKEA ST. | Lahaina | HI | 96761 | ALOHA PETROLEUM, LTD. | 1132 BISHOP STREET, SUITE 1700 | Lahaina | HI | 96761 | 2A |  | To be installed |  | 7000 | Gasohol
9-503501 | AIM WEST MAUI SHELL | 70 KAPUNAKEA ST. | Lahaina | HI | 96761 | ALOHA PETROLEUM, LTD. | 1132 BISHOP STREET, SUITE 1700 | Lahaina | HI | 96761 | 87 | 1998-05-01 | Currently In Use |  | 10000 | Gasoline
9-503501 | AIM WEST MAUI SHELL | 70 KAPUNAKEA ST. | Lahaina | HI | 96761 | ALOHA PETROLEUM, LTD. | 1132 BISHOP STREET, SUITE 1700 | Lahaina | HI | 96761 | 92 | 1998-05-01 | Temporarily out of Use |  | 10000 | Gasoline
9-503501 | AIM WEST MAUI SHELL | 70 KAPUNAKEA ST. | Lahaina | HI | 96761 | ALOHA PETROLEUM, LTD. | 1132 BISHOP STREET, SUITE 1700 | Lahaina | HI | 96761 | 1 |  | To be installed |  | 13800 | Gasohol
9-503501 | AIM WEST MAUI SHELL | 70 KAPUNAKEA ST. | Lahaina | HI | 96761 | ALOHA PETROLEUM, LTD. | 1132 BISHOP STREET, SUITE 1700 | Lahaina | HI | 96761 | 2B |  | To be installed |  | 6800 | Diesel
9-503501 | AIM WEST MAUI SHELL | 70 KAPUNAKEA ST. | Lahaina | HI | 96761 | ALOHA PETROLEUM, LTD. | 1132 BISHOP STREET, SUITE 1700 | Lahaina | HI | 96761 | 3 | 1998-05-01 | Currently In Use |  | 10000 | Diesel
9-501007 | SHELL SS | 700 LOWER MAIN ST | Wailuku | HI | 96793 | SHELL OIL COMPANY | 789 NIMITZ HWY | Wailuku | HI | 96793 | R-3 | 1985-04-18 | Permanently Out of Use | 1998-02-06 | 10000 | Gasoline
9-501007 | SHELL SS | 700 LOWER MAIN ST | Wailuku | HI | 96793 | SHELL OIL COMPANY | 789 NIMITZ HWY | Wailuku | HI | 96793 | R-2 | 1985-04-18 | Permanently Out of Use | 1998-02-06 | 10000 | Gasoline
9-501007 | SHELL SS | 700 LOWER MAIN ST | Wailuku | HI | 96793 | SHELL OIL COMPANY | 789 NIMITZ HWY | Wailuku | HI | 96793 | R-4 | 1985-04-18 | Permanently Out of Use | 1998-02-06 | 500 | Used Oil
9-501007 | SHELL SS | 700 LOWER MAIN ST | Wailuku | HI | 96793 | SHELL OIL COMPANY | 789 NIMITZ HWY | Wailuku | HI | 96793 | R-1 | 1985-04-18 | Permanently Out of Use | 1998-02-06 | 10000 | Gasoline
9-103509 | HARBOR SQUARE ASSOCIATION | 700 RICHARDS ST | Honolulu | HI | 96813 | AOAO HARBOR SQUARE | 700 RICHARD ST | Honolulu | HI | 96813 | M-D2 | 2000-02-26 | Currently In Use |  | 500 | Diesel
9-103509 | HARBOR SQUARE ASSOCIATION | 700 RICHARDS ST | Honolulu | HI | 96813 | AOAO HARBOR SQUARE | 700 RICHARD ST | Honolulu | HI | 96813 | R-M-1 |  | Permanently Out of Use | 1999-12-21 | 285 | Diesel
9-100852 | HAWAIIAN GRAIN CORPORATION | 701 N NIMITZ HWY | Honolulu | HI | 96817 | HAWAIIAN GRAIN CORP. | 701 N NIMITZ HWY | Honolulu | HI | 96817 | R-002 | 1967-02-21 | Permanently Out of Use | 1993-10-06 | 550 | Gasoline
9-100852 | HAWAIIAN GRAIN CORPORATION | 701 N NIMITZ HWY | Honolulu | HI | 96817 | HAWAIIAN GRAIN CORP. | 701 N NIMITZ HWY | Honolulu | HI | 96817 | R-003 | 1967-02-21 | Permanently Out of Use | 1993-10-06 | 8000 | Diesel
9-100852 | HAWAIIAN GRAIN CORPORATION | 701 N NIMITZ HWY | Honolulu | HI | 96817 | HAWAIIAN GRAIN CORP. | 701 N NIMITZ HWY | Honolulu | HI | 96817 | R-001 | 1956-02-21 | Permanently Out of Use | 1993-10-06 | 1000 | Other
9-101767 | U.S. POSTAL SERVICE - DOWNTOWN | 701 RICHARD ST | Honolulu | HI | 96813 | U.S. POSTAL SERVICE | 850 CHERRY AVENUE | Honolulu | HI | 96813 | R-2 |  | Permanently Out of Use | 1985-01-01 |  | Not Listed
9-101767 | U.S. POSTAL SERVICE - DOWNTOWN | 701 RICHARD ST | Honolulu | HI | 96813 | U.S. POSTAL SERVICE | 850 CHERRY AVENUE | Honolulu | HI | 96813 | R-1 |  | Permanently Out of Use | 1985-01-01 |  | Not Listed
9-102200 | LEX BRODIE TIRE CO. | 701 S QUEEN ST | Honolulu | HI | 96813 | LBTC hOLDINGS, LLC dba Lex Brodie's Tire company | 701 Queen St | Honolulu | HI | 96813 | R-1 | 1964-03-06 | Permanently Out of Use | 1991-02-05 | 5000 | Gasoline
9-102200 | LEX BRODIE TIRE CO. | 701 S QUEEN ST | Honolulu | HI | 96813 | LBTC hOLDINGS, LLC dba Lex Brodie's Tire company | 701 Queen St | Honolulu | HI | 96813 | R-2 | 1964-03-06 | Permanently Out of Use | 1991-02-05 | 5000 | Gasoline
9-102200 | LEX BRODIE TIRE CO. | 701 S QUEEN ST | Honolulu | HI | 96813 | LBTC hOLDINGS, LLC dba Lex Brodie's Tire company | 701 Queen St | Honolulu | HI | 96813 | 92 | 1991-03-01 | Currently in Use |  | 5000 | Gasoline
9-102200 | LEX BRODIE TIRE CO. | 701 S QUEEN ST | Honolulu | HI | 96813 | LBTC hOLDINGS, LLC dba Lex Brodie's Tire company | 701 Queen St | Honolulu | HI | 96813 | 87 | 1991-03-01 | Currently in Use |  | 15000 | Gasoline
9-102200 | LEX BRODIE TIRE CO. | 701 S QUEEN ST | Honolulu | HI | 96813 | LBTC hOLDINGS, LLC dba Lex Brodie's Tire company | 701 Queen St | Honolulu | HI | 96813 | R-3 | 1968-03-06 | Permanently Out of Use | 1991-02-05 | 10000 | Gasoline
9-101329 | THEO H. DAVIES EUROMOTORS, LTD. | 704 ALA MOANA BLVD | Honolulu | HI | 96813 | THEO H. DAVIES EUROMOTORS, LTD. | 704 ALA MOANA BLVD | Honolulu | HI | 96813 | R-2 | 1976-03-28 | Permanently Out of Use | 1992-05-23 | 2000 | Gasoline
9-101329 | THEO H. DAVIES EUROMOTORS, LTD. | 704 ALA MOANA BLVD | Honolulu | HI | 96813 | THEO H. DAVIES EUROMOTORS, LTD. | 704 ALA MOANA BLVD | Honolulu | HI | 96813 | R-1 | 1981-03-28 | Permanently Out of Use | 1992-05-16 | 2000 | Diesel
9-101329 | THEO H. DAVIES EUROMOTORS, LTD. | 704 ALA MOANA BLVD | Honolulu | HI | 96813 | THEO H. DAVIES EUROMOTORS, LTD. | 704 ALA MOANA BLVD | Honolulu | HI | 96813 | R-3 | 1981-03-28 | Permanently Out of Use | 1992-05-24 | 500 | Used Oil
9-101769 | U.S. POSTAL SERVICE - HAWAII KAI | 7040 HAWAII KAI DR | Honolulu | HI | 96825 | U.S. POSTAL SERVICE | 850 CHERRY AVENUE | Honolulu | HI | 96825 | R-1 | 1976-07-07 | Permanently Out of Use | 1998-06-01 | 10000 | Gasoline
9-101769 | U.S. POSTAL SERVICE - HAWAII KAI | 7040 HAWAII KAI DR | Honolulu | HI | 96825 | U.S. POSTAL SERVICE | 850 CHERRY AVENUE | Honolulu | HI | 96825 | R-2 | 1992-08-30 | Permanently Out of Use | 2004-09-10 | 6000 | Gasoline
9-201991 | KUKANONO WASTEWATER PUMP STATION | 705 MANU-OO ST | Kailua | HI | 96734 | C&C HNL - DEPT OF ENVIRONMENTAL SERVICES | 1000 ULU'OHIA STREET, SUITE 308 | Kailua | HI | 96734 | M-1 | 1987-05-30 | Currently in Use |  | 1000 | Diesel
9-100733 | GARLOW PETROLEUM INC | 707 KAKOI ST | Honolulu | HI | 96819 | GARLOW PETROLEUM, INC. | P. O. BOX 29967 | Honolulu | HI | 96819 | 2--92 | 1991-03-31 | Currently in Use |  | 6000 | Gasoline
9-100733 | GARLOW PETROLEUM INC | 707 KAKOI ST | Honolulu | HI | 96819 | GARLOW PETROLEUM, INC. | P. O. BOX 29967 | Honolulu | HI | 96819 | 1 | 1991-03-31 | Currently in Use |  | 10000 | Diesel
9-100733 | GARLOW PETROLEUM INC | 707 KAKOI ST | Honolulu | HI | 96819 | GARLOW PETROLEUM, INC. | P. O. BOX 29967 | Honolulu | HI | 96819 | 3--87 | 1991-03-31 | Currently in Use |  | 6000 | Gasoline
9-100733 | GARLOW PETROLEUM INC | 707 KAKOI ST | Honolulu | HI | 96819 | GARLOW PETROLEUM, INC. | P. O. BOX 29967 | Honolulu | HI | 96819 | R-1 | 1968-05-07 | Permanently Out of Use | 1991-03-13 | 1000 | Gasoline
9-100914 | Tesoro Kapahulu 61013 | 707 KAPAHULU AVE | Honolulu | HI | 96816 | HIE Retail, LLC | 91-325 Komohana St | Honolulu | HI | 96816 | 87 | 2009-01-05 | Currently in Use |  | 12000 | Gasoline
9-100914 | Tesoro Kapahulu 61013 | 707 KAPAHULU AVE | Honolulu | HI | 96816 | HIE Retail, LLC | 800 Gessner Road, Suite 875 | Honolulu | HI | 96816 | diesel | 2009-01-05 | Currently in Use |  | 8000 | Diesel
9-100914 | Tesoro Kapahulu 61013 | 707 KAPAHULU AVE | Honolulu | HI | 96816 | HIE Retail, LLC | 800 Gessner Road, Suite 875 | Honolulu | HI | 96816 | 92 | 2009-01-05 | Currently in Use |  | 12000 | Gasoline
9-100914 | Tesoro Kapahulu 61013 | 707 KAPAHULU AVE | Honolulu | HI | 96816 | HIE Retail, LLC | 800 Gessner Road, Suite 875 | Honolulu | HI | 96816 | 87 | 2009-01-05 | Currently in Use |  | 12000 | Gasoline
9-100914 | Tesoro Kapahulu 61013 | 707 KAPAHULU AVE | Honolulu | HI | 96816 | HIE Retail, LLC | 800 Gessner Road, Suite 875 | Honolulu | HI | 96816 | r-1 | 1982-05-06 | Permanently out of Use | 2008-11-18 | 12000 | Gasoline
9-100914 | Tesoro Kapahulu 61013 | 707 KAPAHULU AVE | Honolulu | HI | 96816 | HIE Retail, LLC | 800 Gessner Road, Suite 875 | Honolulu | HI | 96816 | r-2 | 1986-05-01 | Permanently out of Use | 2008-11-18 | 12000 | Gasoline
9-100914 | Tesoro Kapahulu 61013 | 707 KAPAHULU AVE | Honolulu | HI | 96816 | HIE Retail, LLC | 800 Gessner Road, Suite 875 | Honolulu | HI | 96816 | r-92 | 1986-05-01 | Permanently out of Use | 2008-11-18 | 12000 | Gasoline
9-100914 | Tesoro Kapahulu 61013 | 707 KAPAHULU AVE | Honolulu | HI | 96816 | HIE Retail, LLC | 91-325 Komohana St | Honolulu | HI | 96816 | r-92 | 1986-05-01 | Permanently out of Use | 2008-11-18 | 12000 | Gasoline
9-100914 | Tesoro Kapahulu 61013 | 707 KAPAHULU AVE | Honolulu | HI | 96816 | HIE Retail, LLC | 91-325 Komohana St | Honolulu | HI | 96816 | 92 | 2009-01-05 | Currently in Use |  | 12000 | Gasoline
9-100914 | Tesoro Kapahulu 61013 | 707 KAPAHULU AVE | Honolulu | HI | 96816 | HIE Retail, LLC | 91-325 Komohana St | Honolulu | HI | 96816 | r-1 | 1982-05-06 | Permanently out of Use | 2008-11-18 | 12000 | Gasoline
9-100914 | Tesoro Kapahulu 61013 | 707 KAPAHULU AVE | Honolulu | HI | 96816 | HIE Retail, LLC | 91-325 Komohana St | Honolulu | HI | 96816 | r-2 | 1986-05-01 | Permanently out of Use | 2008-11-18 | 12000 | Gasoline
9-100914 | Tesoro Kapahulu 61013 | 707 KAPAHULU AVE | Honolulu | HI | 96816 | HIE Retail, LLC | 91-325 Komohana St | Honolulu | HI | 96816 | diesel | 2009-01-05 | Currently in Use |  | 8000 | Diesel
9-101980 | HAWAIIAN CANDIES & NUTS. LTD | 707 WAIAKAMILO RD | Honolulu | HI | 96817 | Kamehameha Schools Bishop Estate |  | Honolulu | HI | 96817 | R-1 | 1959-12-30 | Permanently Out of Use | 1990-06-09 | 10000 | Diesel
9-102531 | SHELLY MAZDA AUTO PREP. CENTER | 709 AHUA ST | Honolulu | HI | 96800 | UNDETERMINED AT THIS TIME | Address Unknown | Honolulu | HI | 96800 | r-west |  | Permanently out of Use | 2015-04-27 | 600 | Not Listed
9-102531 | SHELLY MAZDA AUTO PREP. CENTER | 709 AHUA ST | Honolulu | HI | 96800 | UNDETERMINED AT THIS TIME | Address Unknown | Honolulu | HI | 96800 | R-East |  | Permanently out of Use | 2015-04-27 | 600
9-102531 | SHELLY MAZDA AUTO PREP. CENTER | 709 AHUA ST | Honolulu | HI | 96800 | UNDETERMINED AT THIS TIME | Address Unknown | Honolulu | HI | 96800 | R-1 |  | Permanently Out of Use | 1992-01-07 | 2000 | Gasoline
9-201256 | KAILUA CHEVRON | 710 KAILUA RD | Kailua | HI | 96734 | CHEVRON PRODUCTS COMPANY | Attn Permit Desk PO Box 6004 | Kailua | HI | 96734 | 3 | 1985-04-17 | Currently in Use |  | 10000 | Gasohol
9-201256 | KAILUA CHEVRON | 710 KAILUA RD | Kailua | HI | 96734 | CHEVRON PRODUCTS COMPANY | Attn Permit Desk PO Box 6004 | Kailua | HI | 96734 | 1 | 1985-04-17 | Currently in Use |  | 10000 | Gasohol
9-201256 | KAILUA CHEVRON | 710 KAILUA RD | Kailua | HI | 96734 | CHEVRON PRODUCTS COMPANY | Attn Permit Desk PO Box 6004 | Kailua | HI | 96734 | 2 | 1985-04-17 | Currently in Use |  | 10000 | Gasohol
9-101425 | SHIMAYA SHOTEN, LTD. | 710 KOHOU ST | Honolulu | HI | 96817 | SHIMAYA SHOTEN, LTD. | 710 KOHOU St | Honolulu | HI | 96817 | R-1 | 1966-04-10 | Permanently Out of Use | 1990-01-30 | 1000 | Gasoline
9-100937 | HONOLULU FORD INC. | 711 ALA MOANA BLVD. | Honolulu | HI | 96813 | HONOLULU FORD INC. | 711 ALA MOANA BLVD | Honolulu | HI | 96813 | R-3 | 1988-10-28 | Permanently Out of Use | 2005-06-29 | 2500 | Used Oil
9-100937 | HONOLULU FORD INC. | 711 ALA MOANA BLVD. | Honolulu | HI | 96813 | HONOLULU FORD INC. | 711 ALA MOANA BLVD | Honolulu | HI | 96813 | R-02 | 1962-05-28 | Permanently Out of Use | 1988-10-10 | 500 | Used Oil
9-100937 | HONOLULU FORD INC. | 711 ALA MOANA BLVD. | Honolulu | HI | 96813 | HONOLULU FORD INC. | 711 ALA MOANA BLVD | Honolulu | HI | 96813 | R-01 | 1962-05-28 | Permanently Out of Use | 1988-10-10 | 500 | Used Oil
9-500675 | ROBERTS TOURS AND TRANSPORTATION (PMID OGG002104) | 711 KAONAWAI PL | Kahului | HI | 96732 | STATE DOT - AIRPORTS DIVISION |  | Kahului | HI | 96732 | 1D | 1993-03-30 | Currently in Use |  | 6000 | Diesel
9-500675 | ROBERTS TOURS AND TRANSPORTATION (PMID OGG002104) | 711 KAONAWAI PL | Kahului | HI | 96732 | STATE DOT - AIRPORTS DIVISION |  | Kahului | HI | 96732 | 2D | 1993-03-30 | Currently in Use |  | 6000 | Diesel
9-103505 | PACIFIC PARK PLAZA | 711 KAPIOLANI BLVD, SUITE 230 | Honolulu | HI | 96813 | Pacific Park Plaza Owner, LLC | c/o Highbrook Investment 680 Fifth Ave, 19th Floor | Honolulu | HI | 96813 | M-1 | 1988-08-01 | Currently In Use |  | 1000 | Diesel
9-101738 | HAWAII MEAT CO. LTD. | 711 MIDDLE ST Tank 1 and 2 | Honolulu | HI | 96819 | HAWAII MEAT COMPANY, LTD | 91-319 OLAI ST | Honolulu | HI | 96819 | R-2 | 1946-04-07 | Permanently Out of Use | 1992-02-15 | 1000 | Gasoline
9-101738 | HAWAII MEAT CO. LTD. | 711 MIDDLE ST Tank 1 and 2 | Honolulu | HI | 96819 | HAWAII MEAT COMPANY, LTD | 91-319 OLAI ST | Honolulu | HI | 96819 | 1 | 1951-04-08 | Permanently Out of Use |  | 500 | Other
9-501862 | AIM LAHAINA | 711 MILL ST AKA 281 DICKENSON ST | Lahaina | HI | 96761 | ALOHA PETROLEUM, LTD. | 1132 BISHOP STREET, SUITE 1700 | Lahaina | HI | 96761 | 1-master | 1988-12-30 | Currently In Use |  | 10000 | Gasoline
9-501862 | AIM LAHAINA | 711 MILL ST AKA 281 DICKENSON ST | Lahaina | HI | 96761 | ALOHA PETROLEUM, LTD. | 1132 BISHOP STREET, SUITE 1700 | Lahaina | HI | 96761 | 2-slave | 1988-03-02 | Currently In Use |  | 10000 | Gasoline
9-501862 | AIM LAHAINA | 711 MILL ST AKA 281 DICKENSON ST | Lahaina | HI | 96761 | ALOHA PETROLEUM, LTD. | 1132 BISHOP STREET, SUITE 1700 | Lahaina | HI | 96761 | 3 | 1988-03-02 | Currently In Use |  | 10000 | Gasoline
9-603753 | DLNR - LAND DIVISION | 71-1555 A HAWAII BELT RD | Hilo | HI | 96720 | STATE DLNR - LAND DIVISION | P.O. BOX 621 | Hilo | HI | 96720 | r-1 |  | Permanently Out of Use | 2002-11-26 | 1000 | Gasoline
9-101441 | DISTRICT DISTRIBUTION CENTER | 716 UMI ST | Honolulu | HI | 96819 | J.C. PENNEY | P.O. BOX 10001 | Honolulu | HI | 96819 | R-1 | 1953-12-31 | Permanently Out of Use |  | 1000 | Gasoline
9-100235 | KOKO'S ISLAND CHEVRON | 7170 KALANIANAOLE HWY | Honolulu | HI | 96825 | CHEVRON PRODUCTS COMPANY | Attn Permit Desk PO Box 6004 | Honolulu | HI | 96825 | diesel | 1995-08-01 | Currently in Use |  | 12000 | Diesel
9-100235 | KOKO'S ISLAND CHEVRON | 7170 KALANIANAOLE HWY | Honolulu | HI | 96825 | CHEVRON PRODUCTS COMPANY | Attn Permit Desk PO Box 6004 | Honolulu | HI | 96825 | R-U | 1963-05-02 | Permanently Out of Use | 1995-05-16 | 6000 | Gasoline
9-100235 | KOKO'S ISLAND CHEVRON | 7170 KALANIANAOLE HWY | Honolulu | HI | 96825 | CHEVRON PRODUCTS COMPANY | Attn Permit Desk PO Box 6004 | Honolulu | HI | 96825 | R-2 | 1963-05-02 | Permanently Out of Use | 1995-05-16 | 6000 | Gasoline
9-100235 | KOKO'S ISLAND CHEVRON | 7170 KALANIANAOLE HWY | Honolulu | HI | 96825 | CHEVRON PRODUCTS COMPANY | Attn Permit Desk PO Box 6004 | Honolulu | HI | 96825 | 87 | 1995-08-01 | Currently in Use |  | 12000 | Gasoline
9-100235 | KOKO'S ISLAND CHEVRON | 7170 KALANIANAOLE HWY | Honolulu | HI | 96825 | CHEVRON PRODUCTS COMPANY | Attn Permit Desk PO Box 6004 | Honolulu | HI | 96825 | R-S | 1963-05-02 | Permanently Out of Use | 1995-05-16 | 3000 | Gasoline
9-100235 | KOKO'S ISLAND CHEVRON | 7170 KALANIANAOLE HWY | Honolulu | HI | 96825 | CHEVRON PRODUCTS COMPANY | Attn Permit Desk PO Box 6004 | Honolulu | HI | 96825 | R-W | 1963-05-02 | Permanently Out of Use | 1995-05-15 | 500 | Used Oil
9-100235 | KOKO'S ISLAND CHEVRON | 7170 KALANIANAOLE HWY | Honolulu | HI | 96825 | CHEVRON PRODUCTS COMPANY | Attn Permit Desk PO Box 6004 | Honolulu | HI | 96825 | R-D | 1963-05-02 | Permanently Out of Use | 1995-05-15 | 1000 | Diesel
9-100235 | KOKO'S ISLAND CHEVRON | 7170 KALANIANAOLE HWY | Honolulu | HI | 96825 | CHEVRON PRODUCTS COMPANY | Attn Permit Desk PO Box 6004 | Honolulu | HI | 96825 | 92 | 1995-08-01 | Currently in Use |  | 12000 | Gasoline
9-100909 | FOSTER EQUIPMENT CO., LTD. | 719 AHUA ST | Honolulu | HI | 96819 | FOSTER EQUIPMENT CO., LTD. | 719 AHUA ST | Honolulu | HI | 96819 | R-1 | 1956-04-28 | Permanently Out of Use | 1990-11-17 | 550 | Gasoline
9-100858 | SNAPPY SERVICE | 719 N SCHOOL ST | Honolulu | HI | 96817 | ROBERT S. FUJIWARA | 719 N SCHOOL ST | Honolulu | HI | 96817 | r-2 | 1962-04-24 | Permanently Out of Use | 1993-01-25 | 4000 | Gasoline
9-100858 | SNAPPY SERVICE | 719 N SCHOOL ST | Honolulu | HI | 96817 | ROBERT S. FUJIWARA | 719 N SCHOOL ST | Honolulu | HI | 96817 | R-5 | 1962-04-24 | Permanently Out of Use | 1991-07-29 | 300 | Used Oil
9-100858 | SNAPPY SERVICE | 719 N SCHOOL ST | Honolulu | HI | 96817 | ROBERT S. FUJIWARA | 719 N SCHOOL ST | Honolulu | HI | 96817 | r-3 | 1962-04-24 | Permanently Out of Use | 1993-01-25 | 4000 | Gasoline
9-100858 | SNAPPY SERVICE | 719 N SCHOOL ST | Honolulu | HI | 96817 | ROBERT S. FUJIWARA | 719 N SCHOOL ST | Honolulu | HI | 96817 | r-1 | 1962-04-24 | Permanently Out of Use | 1993-10-25 | 6000 | Gasoline
9-100858 | SNAPPY SERVICE | 719 N SCHOOL ST | Honolulu | HI | 96817 | ROBERT S. FUJIWARA | 719 N SCHOOL ST | Honolulu | HI | 96817 | r-4 | 1962-04-24 | Permanently Out of Use | 1993-01-25 | 6000 | Gasoline
9-100262 | KOKO MARINA GAS PUMPS | 7192 KALANIANAOLE HWY | Honolulu | HI | 96825 | MONROE FRIEDLANDER MANAGEMENT INC | 220 S KING ST, SUITE 1800 | Honolulu | HI | 96825 | R-SUPREME | 1970-05-05 | Permanently Out of Use | 1998-03-24 | 3000 | Gasoline
9-100262 | KOKO MARINA GAS PUMPS | 7192 KALANIANAOLE HWY | Honolulu | HI | 96825 | MONROE FRIEDLANDER MANAGEMENT INC | 220 S KING ST, SUITE 1800 | Honolulu | HI | 96825 | R-D | 1970-05-05 | Permanently Out of Use | 1998-03-24 | 3000 | Diesel
9-100262 | KOKO MARINA GAS PUMPS | 7192 KALANIANAOLE HWY | Honolulu | HI | 96825 | MONROE FRIEDLANDER MANAGEMENT INC | 220 S KING ST, SUITE 1800 | Honolulu | HI | 96825 | R-REGULAR | 1970-05-05 | Permanently Out of Use | 1998-03-24 | 3000 | Gasoline
9-102446 | ISLAND ERECTORS | 720 AHUA ST | Honolulu | HI | 96819 | WILL SCHAAFSMA | 2125 HAENA DRIVE | Honolulu | HI | 96819 | R-2 |  | Permanently Out of Use | 1992-10-31 | 575 | Gasoline
9-102446 | ISLAND ERECTORS | 720 AHUA ST | Honolulu | HI | 96819 | WILL SCHAAFSMA | 2125 HAENA DRIVE | Honolulu | HI | 96819 | R-1 |  | Permanently Out of Use | 1991-08-27 | 750 | Gasoline
9-201023 | ACE TRANSMISSION | 720 KILANI AVE | Schofield Barracks | HI | 96786 | ACE TRANSMISSION | 720 KILANI AVE | Schofield Barracks | HI | 96786 | R-4 | 1971-04-23 | Permanently Out of Use | 1986-10-01 | 6000 | Gasoline
9-201023 | ACE TRANSMISSION | 720 KILANI AVE | Schofield Barracks | HI | 96786 | ACE TRANSMISSION | 720 KILANI AVE | Schofield Barracks | HI | 96786 | R-1 | 1962-04-22 | Permanently Out of Use | 1986-10-30 | 4000 | Gasoline
9-201023 | ACE TRANSMISSION | 720 KILANI AVE | Schofield Barracks | HI | 96786 | ACE TRANSMISSION | 720 KILANI AVE | Schofield Barracks | HI | 96786 | R-2 | 1962-04-22 | Permanently Out of Use | 1986-10-01 | 4000 | Gasoline
9-201023 | ACE TRANSMISSION | 720 KILANI AVE | Schofield Barracks | HI | 96786 | ACE TRANSMISSION | 720 KILANI AVE | Schofield Barracks | HI | 96786 | R-3 | 1962-04-22 | Permanently Out of Use | 1986-10-01 | 6000 | Gasoline
9-201023 | ACE TRANSMISSION | 720 KILANI AVE | Schofield Barracks | HI | 96786 | ACE TRANSMISSION | 720 KILANI AVE | Schofield Barracks | HI | 96786 | R-7 | 1986-10-30 | Permanently Out of Use | 1998-11-18 | 10000 | Gasoline
9-201023 | ACE TRANSMISSION | 720 KILANI AVE | Schofield Barracks | HI | 96786 | ACE TRANSMISSION | 720 KILANI AVE | Schofield Barracks | HI | 96786 | R-5 | 1962-04-22 | Permanently Out of Use | 1986-10-01 | 550 | Used Oil
9-201023 | ACE TRANSMISSION | 720 KILANI AVE | Schofield Barracks | HI | 96786 | ACE TRANSMISSION | 720 KILANI AVE | Schofield Barracks | HI | 96786 | R-6 | 1986-10-30 | Permanently Out of Use | 1998-11-18 | 10000 | Gasoline
9-103829 | Halsey Terrace Family Housing | 720 Lounsbury | Pearl Harbor | HI | 96860 | US Navy - Commander Navy Region Hawaii | 850 Ticonderoga St, Suite 110, Code N45 | Pearl Harbor | HI | 96860 | R-1 |  | Permanently out of Use | 2007-02-27 | 4000 | Gasoline
9-100006 | HIGHWAY CONSTRUCTION CO, LTD | 720 UMI ST | Honolulu | HI | 96819 | HIGHWAY CONSTRUCTION CO., LTD. | 720 UMI ST | Honolulu | HI | 96819 | R-1 | 1966-09-08 | Permanently Out of Use | 1991-07-17 | 1000 | Gasoline
9-100006 | HIGHWAY CONSTRUCTION CO, LTD | 720 UMI ST | Honolulu | HI | 96819 | HIGHWAY CONSTRUCTION CO., LTD. | 720 UMI ST | Honolulu | HI | 96819 | R-2 | 1964-09-08 | Permanently Out of Use | 1991-07-17 | 1000 | Diesel
9-603251 | HUALALAI TRADING COMPANY | 72-100 KAUPULEHU DR | Kailua-Kona | HI | 96740 | KAUPULEHU MAKAI VENTURE | 100 KAUPULEHU DRIVE | Kailua-Kona | HI | 96740 | 87 | 1996-08-01 | Currently In Use |  | 5000 | Gasoline
9-603251 | HUALALAI TRADING COMPANY | 72-100 KAUPULEHU DR | Kailua-Kona | HI | 96740 | KAUPULEHU MAKAI VENTURE | 100 KAUPULEHU DRIVE | Kailua-Kona | HI | 96740 | 92 | 1996-08-01 | Currently In Use |  | 5000 | Gasoline
9-603251 | HUALALAI TRADING COMPANY | 72-100 KAUPULEHU DR | Kailua-Kona | HI | 96740 | HUALALAI TRADING COMPANY | 72-100 Kaupulehua Drive | Kailua-Kona | HI | 96740 | 87 | 1996-08-01 | Currently In Use |  | 5000 | Gasoline
9-603251 | HUALALAI TRADING COMPANY | 72-100 KAUPULEHU DR | Kailua-Kona | HI | 96740 | HUALALAI TRADING COMPANY | 72-100 Kaupulehua Drive | Kailua-Kona | HI | 96740 | 92 | 1996-08-01 | Currently In Use |  | 5000 | Gasoline
9-603251 | HUALALAI TRADING COMPANY | 72-100 KAUPULEHU DR | Kailua-Kona | HI | 96740 | HUALALAI TRADING COMPANY | 72-10 Kaupulehu Drive | Kailua-Kona | HI | 96740 | 92 | 1996-08-01 | Currently In Use |  | 5000 | Gasoline
9-603251 | HUALALAI TRADING COMPANY | 72-100 KAUPULEHU DR | Kailua-Kona | HI | 96740 | HUALALAI TRADING COMPANY | 72-10 Kaupulehu Drive | Kailua-Kona | HI | 96740 | 87 | 1996-08-01 | Currently In Use |  | 5000 | Gasoline
9-103827 | Halsey Terrace Family Housing | 722 Lounsbury Street (Formerly Bldg 722) | Pearl Harbor | HI | 96860 | US Navy - Commander Navy Region Hawaii | 850 Ticonderoga St, Suite 110, Code N45 | Pearl Harbor | HI | 96860 | r-1 |  | Permanently out of Use | 2007-01-19 | 1000 | Gasoline
9-101444 | K. NAGATA CONSTRUCTION, INC. | 723-C UMI ST | Honolulu | HI | 96819 | K. NAGATA CONSTRUCTION, INC. | 723-C UMI St | Honolulu | HI | 96819 | R-001 | 1974-08-09 | Permanently Out of Use | 1989-06-28 | 1000 | Gasoline
9-202767 | WINDWARD VOLKSWAGEN, INC | 725 KAILUA RD | Kailua | HI | 96734 | WINDWARD VOLKSWAGEN, INC | 725 KAILUA RD | Kailua | HI | 96734 | R-1 | 1964-01-01 | Permanently Out of Use | 1997-07-14 | 200 | Other
9-202767 | WINDWARD VOLKSWAGEN, INC | 725 KAILUA RD | Kailua | HI | 96734 | WINDWARD VOLKSWAGEN, INC | 725 KAILUA RD | Kailua | HI | 96734 | R-2 | 1964-01-01 | Permanently Out of Use | 1997-07-14 | 550 | Other
9-102177 | IMPERIAL PLAZA | 725 KAPIOLANI BLVD | Honolulu | HI | 96813 | BUSINESS INVESTMENT, LTD | SUITE 2700, PACIFIC TOWER / 1001 BISHOP ST | Honolulu | HI | 96813 | r-1 |  | Permanently Out of Use |  |  | Heating Oil
9-101451 | MOTOR SUPPLY LTD | 726 SHERIDAN ST | Honolulu | HI | 96814 | MOTOR SUPPLY, LTD. | 809 AHUA ST | Honolulu | HI | 96814 | p-1 | 1971-05-03 | Permanently Out of Use | 1986-06-01 | 1000 | Gasoline
9-101462 | Department of Transportation/Highway Div. Oahu District | 727 KAKOI ST | Honolulu | HI | 96819 | STATE DOT - HIGHWAYS DIVISION | 727 Kakoi St | Honolulu | HI | 96819 | 3 | 1998-03-01 | Currently In Use |  | 600 | Used Oil
9-101462 | Department of Transportation/Highway Div. Oahu District | 727 KAKOI ST | Honolulu | HI | 96819 | STATE DOT - HIGHWAYS DIVISION | 727 Kakoi St | Honolulu | HI | 96819 | 1 | 1997-06-01 | Currently In Use |  | 8000 | Gasohol
9-101462 | Department of Transportation/Highway Div. Oahu District | 727 KAKOI ST | Honolulu | HI | 96819 | STATE DOT - HIGHWAYS DIVISION | 727 Kakoi St | Honolulu | HI | 96819 | R-4 |  | Permanently Out of Use | 1997-02-27 | 500 | Used Oil
9-101462 | Department of Transportation/Highway Div. Oahu District | 727 KAKOI ST | Honolulu | HI | 96819 | STATE DOT - HIGHWAYS DIVISION | 727 Kakoi St | Honolulu | HI | 96819 | R-3 |  | Permanently Out of Use | 1997-02-27 | 5000 | Gasoline
9-101462 | Department of Transportation/Highway Div. Oahu District | 727 KAKOI ST | Honolulu | HI | 96819 | STATE DOT - HIGHWAYS DIVISION | 727 Kakoi St | Honolulu | HI | 96819 | R-2 | 1982-01-20 | Permanently Out of Use | 1997-02-27 | 2000 | Diesel
9-101462 | Department of Transportation/Highway Div. Oahu District | 727 KAKOI ST | Honolulu | HI | 96819 | STATE DOT - HIGHWAYS DIVISION | 727 Kakoi St | Honolulu | HI | 96819 | 2 | 1997-06-01 | Currently In Use |  | 8000 | Diesel
9-101462 | Department of Transportation/Highway Div. Oahu District | 727 KAKOI ST | Honolulu | HI | 96819 | STATE DOT - HIGHWAYS DIVISION | 727 Kakoi St | Honolulu | HI | 96819 | R-1 | 1982-01-20 | Permanently Out of Use | 1997-02-27 | 4000 | Gasoline
9-101150 | MUTUAL WELDING CO. | 729 AHUA ST | Honolulu | HI | 96819 | MUTUAL WELDING COMPANY, LTD. | 739 AHUA ST | Honolulu | HI | 96819 | R-1 | 1968-04-29 | Permanently Out of Use | 1992-01-25 | 3000 | Gasoline
9-101035 | DAGS - CENTRAL SERVICES DIVISION | 729 KAKOI ST | Honolulu | HI | 96813 | DAGS - Central Services Division | 729 Kakoi St. | Honolulu | HI | 96813 | 87 | 1991-04-14 | Currently in Use |  | 6000 | Gasoline
9-101035 | DAGS - CENTRAL SERVICES DIVISION | 729 KAKOI ST | Honolulu | HI | 96813 | DAGS - Central Services Division | 729 Kakoi St. | Honolulu | HI | 96813 | 2 | 1991-01-14 | Currently in Use |  | 550 | Used Oil
9-101035 | DAGS - CENTRAL SERVICES DIVISION | 729 KAKOI ST | Honolulu | HI | 96813 | DAGS - Central Services Division | 729 Kakoi St. | Honolulu | HI | 96813 | R-1 | 1972-05-23 | Permanently Out of Use | 1990-06-27 | 3000 | Gasoline
9-101035 | DAGS - CENTRAL SERVICES DIVISION | 729 KAKOI ST | Honolulu | HI | 96813 | DAGS - Central Services Division | 729 Kakoi St. | Honolulu | HI | 96813 | R-2 | 1972-05-23 | Permanently Out of Use | 1990-06-27 | 300 | Used Oil
9-402422 | DOLE LANAI PLANTATION | 730 LANAI AVE (KAUMALAPAU HWY FIELD 5520) | Lanai City | HI | 96763 | DOLE FOOD COMPANY HAWAII, INC | 1116 WHITMORE AVE | Lanai City | HI | 96763 | R-L2 | 1969-05-07 | Permanently Out of Use |  | 10390 | Diesel
9-402422 | DOLE LANAI PLANTATION | 730 LANAI AVE (KAUMALAPAU HWY FIELD 5520) | Lanai City | HI | 96763 | DOLE FOOD COMPANY HAWAII, INC | 1116 WHITMORE AVE | Lanai City | HI | 96763 | R-L4 | 1949-05-07 | Permanently Out of Use |  | 11280 | Gasoline
9-402422 | DOLE LANAI PLANTATION | 730 LANAI AVE (KAUMALAPAU HWY FIELD 5520) | Lanai City | HI | 96763 | DOLE FOOD COMPANY HAWAII, INC | 1116 WHITMORE AVE | Lanai City | HI | 96763 | R-L3 | 1969-05-07 | Permanently Out of Use |  | 7050 | Gasoline
9-402426 | DOLE LANAI PLANTATION | 730 LANAI AVE / (DD FARM- FIELD 5303) | Lanai City | HI | 96763 | DOLE FOOD COMPANY HAWAII, INC | 1116 WHITMORE AVE | Lanai City | HI | 96763 | R-L9 | 1941-05-07 | Permanently Out of Use | 1990-09-03 | 1400 | Hazardous Substance
9-101855 | HAKUYOSHA HAWAII | 730 SHERIDAN ST | Honolulu | HI | 96817 | HAKUYOSHA HAWAII | 730 SHERIDAN St | Honolulu | HI | 96817 | R-2 | 1967-02-24 | Permanently Out of Use | 1991-03-16 | 1000 | Other
9-101855 | HAKUYOSHA HAWAII | 730 SHERIDAN ST | Honolulu | HI | 96817 | HAKUYOSHA HAWAII | 730 SHERIDAN St | Honolulu | HI | 96817 | R-1 | 1964-02-24 | Permanently Out of Use |  | 500 | Other
9-101855 | HAKUYOSHA HAWAII | 730 SHERIDAN ST | Honolulu | HI | 96817 | HAKUYOSHA HAWAII | 730 SHERIDAN St | Honolulu | HI | 96817 | R-3 |  | Permanently Out of Use | 1991-03-16 | 1000 | Diesel
9-101521 | Pacific Guardian Center | 733 BISHOP ST Mauka Tower, 27th Floor | Honolulu | HI | 96813 | PM Realty Group, LP |  | Honolulu | HI | 96813 | 1 | 2013-08-01 | Currently in Use |  | 1000 | Diesel
9-101521 | Pacific Guardian Center | 733 BISHOP ST Mauka Tower, 27th Floor | Honolulu | HI | 96813 | Pacific Guardian CENTER | 733 Bishop Street, Ste 1270 | Honolulu | HI | 96813 | r-M-1 | 1978-06-02 | Permanently out of Use | 2013-08-02 | 1000 | Diesel
9-101521 | Pacific Guardian Center | 733 BISHOP ST Mauka Tower, 27th Floor | Honolulu | HI | 96813 | PM Realty Group, LP |  | Honolulu | HI | 96813 | r-M-1 | 1978-06-02 | Permanently out of Use | 2013-08-02 | 1000 | Diesel
9-101521 | Pacific Guardian Center | 733 BISHOP ST Mauka Tower, 27th Floor | Honolulu | HI | 96813 | Pacific Guardian CENTER | 733 Bishop Street, Ste 1270 | Honolulu | HI | 96813 | 1 | 2013-08-01 | Currently in Use |  | 1000 | Diesel
9-602436 | TSURUYO GUSHIKEN | 734 KILAUEA AVE | Hilo | HI | 96720 | TSURUYO GUSHIKEN | 734 KILAUEA St | Hilo | HI | 96720 | R-1 |  | Permanently Out of Use |  | 250 | Gasoline
9-602436 | TSURUYO GUSHIKEN | 734 KILAUEA AVE | Hilo | HI | 96720 | TSURUYO GUSHIKEN | 734 KILAUEA St | Hilo | HI | 96720 | R-2 |  | Permanently Out of Use |  | 250 | Gasoline
9-600571 | KALAOA CENTRAL OFFICE | 73-4156 MAMALAHOA HWY | Kailua-Kona | HI | 96740 | Hawaiian Telcom | P.O. Box 2200 | Kailua-Kona | HI | 96740 | R-M-1 | 1971-05-08 | Permanently Out of Use | 1997-10-31 | 340 | Diesel
9-600571 | KALAOA CENTRAL OFFICE | 73-4156 MAMALAHOA HWY | Kailua-Kona | HI | 96740 | Hawaiian Telcom | P.O. Box 2200 | Kailua-Kona | HI | 96740 | M-2 | 1997-11-01 | Currently In Use |  | 600 | Diesel
9-600699 | MATSUYAMA GAS AND GO | 73-4354 B MAMALAHOA HWY | Kailua-Kona | HI | 96740 | Tatsutani Inc | 73-1421 Hiolani St | Kailua-Kona | HI | 96740 | 2 | 1981-05-05 | Currently in Use |  | 6000 | Gasohol
9-600699 | MATSUYAMA GAS AND GO | 73-4354 B MAMALAHOA HWY | Kailua-Kona | HI | 96740 | Tatsutani Inc | 73-1421 Hiolani St | Kailua-Kona | HI | 96740 | 1 | 1981-05-05 | Currently in Use |  | 6000 | Gasohol
9-602198 | TESORO 2GO #61089 | 73-4796 KANALANI ST | Kailua-Kona | HI | 96740 | HIE Retail, LLC | 800 Gessner Road, Suite 875 | Kailua-Kona | HI | 96740 | 1 | 1990-03-15 | Currently In Use |  | 12000 | Gasohol
9-602198 | TESORO 2GO #61089 | 73-4796 KANALANI ST | Kailua-Kona | HI | 96740 | HIE Retail, LLC | 800 Gessner Road, Suite 875 | Kailua-Kona | HI | 96740 | 3 | 1990-03-15 | Currently In Use |  | 12000 | Diesel
9-602198 | TESORO 2GO #61089 | 73-4796 KANALANI ST | Kailua-Kona | HI | 96740 | HIE Retail, LLC | 800 Gessner Road, Suite 875 | Kailua-Kona | HI | 96740 | 2 | 1990-03-15 | Currently In Use |  | 12000 | Gasohol
9-101718 | CUTTER DODGE AUTO SERVICE CENTER | 735 DILLINGHAM BLVD | Honolulu | HI | 96817 | ATLAS PACIFIC | 735 DILLINGHAM BLVD | Honolulu | HI | 96817 | R-001 | 1985-07-17 | Permanently Out of Use | 1995-07-01 | 1000 | Used Oil
9-502566 | KULA TRUE VALUE HARDWARE | 735 LOWER KULA RD | Kula | HI | 96790 | Kula Ace Hardware | 3100 Lower Kula Rd | Kula | HI | 96790 | 2 | 1991-05-01 | Currently In Use |  | 10000 | Gasoline
9-502566 | KULA TRUE VALUE HARDWARE | 735 LOWER KULA RD | Kula | HI | 96790 | Kula Ace Hardware | 3100 Lower Kula Rd | Kula | HI | 96790 | 4 | 1991-05-01 | Currently In Use |  | 2000 | Diesel
9-502566 | KULA TRUE VALUE HARDWARE | 735 LOWER KULA RD | Kula | HI | 96790 | Kula Ace Hardware | 3100 Lower Kula Rd | Kula | HI | 96790 | 1 | 1991-05-01 | Currently In Use |  | 2000 | Diesel
9-502566 | KULA TRUE VALUE HARDWARE | 735 LOWER KULA RD | Kula | HI | 96790 | Kula Ace Hardware | 3100 Lower Kula Rd | Kula | HI | 96790 | 3 | 1991-05-01 | Currently In Use |  | 12000 | Gasoline
9-502566 | KULA TRUE VALUE HARDWARE | 735 LOWER KULA RD | Kula | HI | 96790 | Kula Ace Hardware | 3100 Lower Kula Rd | Kula | HI | 96790 | R-1 |  | Permanently Out of Use | 1991-05-01 | 2000 | Gasoline
9-502566 | KULA TRUE VALUE HARDWARE | 735 LOWER KULA RD | Kula | HI | 96790 | Kula Ace Hardware | 3100 Lower Kula Rd | Kula | HI | 96790 | R-2 |  | Permanently Out of Use | 1991-05-01 | 5000 | Gasoline
9-603417 | HONSADOR LUMBER | 73-5580 KAUMOLA ST | Kailua-Kona | HI | 96740 | HONSADOR LUMBER | 72-5580 KAUMOLA ST | Kailua-Kona | HI | 96740 | R-1 | 1990-01-01 | Permanently Out of Use | 1998-09-27 | 1000 | Diesel
9-603667 | COSTCO GASOLINE 140 | 73-5600 MAIAU ST | Kailua-Kona | HI | 96740 | COSTCO WHOLESALE | 999 Lake Drive | Kailua-Kona | HI | 96740 | 3 | 2001-03-01 | Currently In Use |  | 20000 | Gasoline
9-603667 | COSTCO GASOLINE 140 | 73-5600 MAIAU ST | Kailua-Kona | HI | 96740 | COSTCO WHOLESALE | 999 Lake Drive | Kailua-Kona | HI | 96740 | 2 | 2001-03-01 | Currently In Use |  | 20000 | Gasoline
9-603667 | COSTCO GASOLINE 140 | 73-5600 MAIAU ST | Kailua-Kona | HI | 96740 | COSTCO WHOLESALE | 999 Lake Drive | Kailua-Kona | HI | 96740 | 1 | 2001-03-01 | Currently In Use |  | 20000 | Gasoline
9-501685 | SAM'S SS | 736 LOWER MAIN ST | Wailuku | HI | 96793 | JAY M. ARAKAWA | 736 LOWER MAIN ST | Wailuku | HI | 96793 | 92 | 1992-02-01 | Currently in Use |  | 10000 | Gasoline
9-501685 | SAM'S SS | 736 LOWER MAIN ST | Wailuku | HI | 96793 | JAY M. ARAKAWA | 736 LOWER MAIN ST | Wailuku | HI | 96793 | R-3 | 1973-04-07 | Permanently Out of Use | 1991-02-01 | 5000 | Gasoline
9-501685 | SAM'S SS | 736 LOWER MAIN ST | Wailuku | HI | 96793 | JAY M. ARAKAWA | 736 LOWER MAIN ST | Wailuku | HI | 96793 | 87 | 1992-02-01 | Currently in Use |  | 10000 | Gasoline
9-501685 | SAM'S SS | 736 LOWER MAIN ST | Wailuku | HI | 96793 | JAY M. ARAKAWA | 736 LOWER MAIN ST | Wailuku | HI | 96793 | R-2 | 1973-04-07 | Permanently Out of Use | 1991-02-01 | 10000 | Gasoline
9-501685 | SAM'S SS | 736 LOWER MAIN ST | Wailuku | HI | 96793 | JAY M. ARAKAWA | 736 LOWER MAIN ST | Wailuku | HI | 96793 | R-1 | 1973-04-07 | Permanently Out of Use | 1991-02-01 | 10000 | Gasoline
9-501685 | SAM'S SS | 736 LOWER MAIN ST | Wailuku | HI | 96793 | SAM'S SERVICE | 736 Lower Main St. | Wailuku | HI | 96793 | 92 | 1992-02-01 | Currently in Use |  | 10000 | Gasoline
9-501685 | SAM'S SS | 736 LOWER MAIN ST | Wailuku | HI | 96793 | SAM'S SERVICE | 736 Lower Main St. | Wailuku | HI | 96793 | 87 | 1992-02-01 | Currently in Use |  | 10000 | Gasoline
9-501685 | SAM'S SS | 736 LOWER MAIN ST | Wailuku | HI | 96793 | SAM'S SERVICE | 736 Lower Main St. | Wailuku | HI | 96793 | R-2 | 1973-04-07 | Permanently Out of Use | 1991-02-01 | 10000 | Gasoline
9-501685 | SAM'S SS | 736 LOWER MAIN ST | Wailuku | HI | 96793 | SAM'S SERVICE | 736 Lower Main St. | Wailuku | HI | 96793 | R-1 | 1973-04-07 | Permanently Out of Use | 1991-02-01 | 10000 | Gasoline
9-501685 | SAM'S SS | 736 LOWER MAIN ST | Wailuku | HI | 96793 | SAM'S SERVICE | 736 Lower Main St. | Wailuku | HI | 96793 | R-3 | 1973-04-07 | Permanently Out of Use | 1991-02-01 | 5000 | Gasoline
9-103246 | MCI International, s/o WorldCom, Inc. | 737 BISHOP ST, SUITE 1695 | Honolulu | HI | 96813 | MCI International s/o WorldCom, Inc. | 737 BISHOP ST, SUITE 1695 | Honolulu | HI | 96813 | M-1 | 1996-06-01 | Currently In Use |  | 2500 | Diesel
9-101803 | Pacific Light Net | 737 Bishop Street | Honolulu | HI | 96813 | Hawaiian Telcom | P.O. Box 2200 | Honolulu | HI | 96813 | R-M-1 | 1983-12-30 | Permanently Out of Use | 1996-11-02 | 1000 | Diesel
9-101803 | Pacific Light Net | 737 Bishop Street | Honolulu | HI | 96813 | HawaiianTelcom | P.O. Box 2200 | Honolulu | HI | 96813 | r-M-2 | 1999-02-01 | Permanently out of Use | 2014-08-13 | 1000 | Diesel
9-101803 | Pacific Light Net | 737 Bishop Street | Honolulu | HI | 96813 | Hawaiian Telcom | P.O. Box 2200 | Honolulu | HI | 96813 | r-M-2 | 1999-02-01 | Permanently out of Use | 2014-08-13 | 1000 | Diesel
9-101803 | Pacific Light Net | 737 Bishop Street | Honolulu | HI | 96813 | HawaiianTelcom | P.O. Box 2200 | Honolulu | HI | 96813 | R-M-1 | 1983-12-30 | Permanently Out of Use | 1996-11-02 | 1000 | Diesel
9-103514 | MUTUAL WELDING | 739 AHUA ST | Honolulu | HI | 96809 | MUTUAL WELDING COMPANY, LTD. | 739 AHUA ST | Honolulu | HI | 96809 | R-2 |  | Permanently Out of Use | 1999-01-23 | 2000 | Gasoline
9-103514 | MUTUAL WELDING | 739 AHUA ST | Honolulu | HI | 96809 | MUTUAL WELDING COMPANY, LTD. | 739 AHUA ST | Honolulu | HI | 96809 | R-1 |  | Permanently Out of Use | 1999-01-23 | 1000 | Diesel
9-100928 | PACIFIC RESOURCES TERMINALS, INC | 739 N NIMITZ HWY | Honolulu | HI | 96817 | BHP PETROLEUM AMERICAS TERMINALS, INC | 739 N NIMITZ HWY | Honolulu | HI | 96817 | R-001 | 1971-03-20 | Permanently Out of Use |  | 8200 | Other
9-101194 | ALOHA PETROLEUM, LTD. | 739 N NIMITZ HWY | Honolulu | HI | 96817 | ALOHA PETROLEUM, LTD. | 1132 BISHOP STREET, SUITE 1700 | Honolulu | HI | 96817 | R-1 | 1946-05-06 | Permanently Out of Use | 1997-03-21 | 2000 | Gasoline
9-100928 | PACIFIC RESOURCES TERMINALS, INC | 739 N NIMITZ HWY | Honolulu | HI | 96817 | BHP PETROLEUM AMERICAS TERMINALS, INC | 739 N NIMITZ HWY | Honolulu | HI | 96817 | R-002 | 1971-03-20 | Permanently Out of Use |  | 8200 | Other
9-100928 | PACIFIC RESOURCES TERMINALS, INC | 739 N NIMITZ HWY | Honolulu | HI | 96817 | BHP PETROLEUM AMERICAS TERMINALS, INC | 739 N NIMITZ HWY | Honolulu | HI | 96817 | R-003 | 1971-03-20 | Permanently Out of Use |  | 2000 | Gasoline
9-501576 | THE WASH HOUSE | 74 LONO AVE | Kahului | HI | 96732 | SPALDING/WATAMULL HI PARTNERSHIP | 75 B CHURCH ST | Kahului | HI | 96732 | R-1 | 1974-04-15 | Permanently Out of Use | 1991-11-12 | 4000 | Diesel
9-600695 | R. OTANI CONTRACTOR, INC. | 74 UALEHUA ST | Hilo | HI | 96720 | R. OTANI CONTRACTOR, INC. | 74 UALEHUA ST | Hilo | HI | 96720 | R-001 | 1961-07-31 | Permanently Out of Use | 1991-09-30 | 550 | Gasoline
9-502520 | CALVIN S. NEMOTO TRUST | 740 B LOWER KULA RD | Kula | HI | 96790 | CALVIN S. NEMOTO TRUST | 261 LILIUOKALANI ST | Kula | HI | 96790 | R-5 |  | Permanently Out of Use | 1997-03-20 | 550 | Kerosene
9-502520 | CALVIN S. NEMOTO TRUST | 740 B LOWER KULA RD | Kula | HI | 96790 | CALVIN S. NEMOTO TRUST | 261 LILIUOKALANI ST | Kula | HI | 96790 | R-2 | 1959-12-30 | Permanently Out of Use | 1997-03-20 | 1000 | Gasoline
9-502520 | CALVIN S. NEMOTO TRUST | 740 B LOWER KULA RD | Kula | HI | 96790 | CALVIN S. NEMOTO TRUST | 261 LILIUOKALANI ST | Kula | HI | 96790 | R-3 | 1979-12-30 | Permanently Out of Use | 1997-03-20 | 3000 | Gasoline
9-502520 | CALVIN S. NEMOTO TRUST | 740 B LOWER KULA RD | Kula | HI | 96790 | CALVIN S. NEMOTO TRUST | 261 LILIUOKALANI ST | Kula | HI | 96790 | R-4 |  | Permanently Out of Use | 1997-03-20 | 550 | Diesel
9-502520 | CALVIN S. NEMOTO TRUST | 740 B LOWER KULA RD | Kula | HI | 96790 | CALVIN S. NEMOTO TRUST | 261 LILIUOKALANI ST | Kula | HI | 96790 | R-1 | 1959-12-30 | Permanently Out of Use | 1997-03-20 | 1000 | Gasoline
9-101113 | Gennesart Chevron - King | 743 N KING ST | Honolulu | HI | 96817 | CHEVRON PRODUCTS COMPANY | Attn Permit Desk PO Box 6004 | Honolulu | HI | 96817 | R-4 | 1983-03-30 | Permanently Out of Use | 1990-12-17 | 10000 | Gasoline
9-101113 | Gennesart Chevron - King | 743 N KING ST | Honolulu | HI | 96817 | CHEVRON PRODUCTS COMPANY | 91-480 Malakole St | Honolulu | HI | 96817 | R-6 | 1983-06-30 | Permanently Out of Use | 1990-12-17 | 10000 | Gasoline
9-101113 | Gennesart Chevron - King | 743 N KING ST | Honolulu | HI | 96817 | CHEVRON PRODUCTS COMPANY | 91-480 Malakole St | Honolulu | HI | 96817 | R-5 | 1983-06-30 | Permanently Out of Use | 1990-12-18 | 10000 | Gasoline
9-101113 | Gennesart Chevron - King | 743 N KING ST | Honolulu | HI | 96817 | CHEVRON PRODUCTS COMPANY | 91-480 Malakole St | Honolulu | HI | 96817 | 3 | 1991-01-31 | Currently In Use |  | 10000 | Gasoline
9-101113 | Gennesart Chevron - King | 743 N KING ST | Honolulu | HI | 96817 | CHEVRON PRODUCTS COMPANY | 91-480 Malakole St | Honolulu | HI | 96817 | 2 | 1991-01-31 | Currently In Use |  | 10000 | Gasoline
9-101113 | Gennesart Chevron - King | 743 N KING ST | Honolulu | HI | 96817 | CHEVRON PRODUCTS COMPANY | 91-480 Malakole St | Honolulu | HI | 96817 | diesel | 1991-01-31 | Currently In Use |  | 10000 | Diesel
9-101113 | Gennesart Chevron - King | 743 N KING ST | Honolulu | HI | 96817 | CHEVRON PRODUCTS COMPANY | 91-480 Malakole St | Honolulu | HI | 96817 | R-4 | 1983-03-30 | Permanently Out of Use | 1990-12-17 | 10000 | Gasoline
9-101113 | Gennesart Chevron - King | 743 N KING ST | Honolulu | HI | 96817 | CHEVRON PRODUCTS COMPANY | Attn Permit Desk PO Box 6004 | Honolulu | HI | 96817 | R-5 | 1983-06-30 | Permanently Out of Use | 1990-12-18 | 10000 | Gasoline
9-101113 | Gennesart Chevron - King | 743 N KING ST | Honolulu | HI | 96817 | CHEVRON PRODUCTS COMPANY | Attn Permit Desk PO Box 6004 | Honolulu | HI | 96817 | 3 | 1991-01-31 | Currently In Use |  | 10000 | Gasoline
9-101113 | Gennesart Chevron - King | 743 N KING ST | Honolulu | HI | 96817 | CHEVRON PRODUCTS COMPANY | Attn Permit Desk PO Box 6004 | Honolulu | HI | 96817 | 2 | 1991-01-31 | Currently In Use |  | 10000 | Gasoline
9-101113 | Gennesart Chevron - King | 743 N KING ST | Honolulu | HI | 96817 | CHEVRON PRODUCTS COMPANY | Attn Permit Desk PO Box 6004 | Honolulu | HI | 96817 | diesel | 1991-01-31 | Currently In Use |  | 10000 | Diesel
9-101113 | Gennesart Chevron - King | 743 N KING ST | Honolulu | HI | 96817 | CHEVRON PRODUCTS COMPANY | Attn Permit Desk PO Box 6004 | Honolulu | HI | 96817 | R-6 | 1983-06-30 | Permanently Out of Use | 1990-12-17 | 10000 | Gasoline
9-600469 | KONA FUEL AND MARINE (FUEL DOCK) | 74-381 KEALAKEHE PKWY | Kailua-Kona | HI | 96740 | HAwaii Petroleum Inc | 16 Railroad Ave., Suite 202 | Kailua-Kona | HI | 96740 | 1A | 1984-11-01 | Currently in Use |  | 4000 | Gasoline
9-600469 | KONA FUEL AND MARINE (FUEL DOCK) | 74-381 KEALAKEHE PKWY | Kailua-Kona | HI | 96740 | HAwaii Petroleum Inc | 16 Railroad Ave., Suite 202 | Kailua-Kona | HI | 96740 | 1B | 1984-11-01 | Currently in Use |  | 4000 | Gasoline
9-600469 | KONA FUEL AND MARINE (FUEL DOCK) | 74-381 KEALAKEHE PKWY | Kailua-Kona | HI | 96740 | HAwaii Petroleum Inc | 16 Railroad Ave., Suite 202 | Kailua-Kona | HI | 96740 | 3 | 1984-11-01 | Currently in Use |  | 4000 | Diesel
9-600469 | KONA FUEL AND MARINE (FUEL DOCK) | 74-381 KEALAKEHE PKWY | Kailua-Kona | HI | 96740 | HAwaii Petroleum Inc | 16 Railroad Ave., Suite 202 | Kailua-Kona | HI | 96740 | 4 | 1984-11-01 | Currently in Use |  | 4000 | Gasoline
9-600469 | KONA FUEL AND MARINE (FUEL DOCK) | 74-381 KEALAKEHE PKWY | Kailua-Kona | HI | 96740 | HAwaii Petroleum Inc | 16 Railroad Ave., Suite 202 | Kailua-Kona | HI | 96740 | 5 | 1998-07-01 | Currently In Use |  | 8000 | Diesel
9-102163 | FORMER SHELLY MOTORS AUTO SALES | 744 ALA MOANA BLVD | Honolulu | HI | 96814 | SHELLY MOTORS, INC | 900 ALA MOANA BLVD | Honolulu | HI | 96814 | R-1 |  | Permanently Out of Use | 1989-05-04 | 550 | Used Oil
9-102163 | FORMER SHELLY MOTORS AUTO SALES | 744 ALA MOANA BLVD | Honolulu | HI | 96814 | SHELLY MOTORS, INC | 900 ALA MOANA BLVD | Honolulu | HI | 96814 | R-2 |  | Permanently Out of Use | 1989-05-04 | 1000 | Gasoline
9-601629 | BAYFRONT SHELL FOODMART | 744 KAMEHAMEHA AVE | Hilo | HI | 96720 | EQUILON ENTERPRISES, LLC DBA SHELL OIL PRODUCTS US | 2555 13TH AVE, SW | Hilo | HI | 96720 | R-87B | 1985-06-05 | Permanently Out of Use | 2004-10-27 | 4000 | Gasoline
9-601629 | BAYFRONT SHELL FOODMART | 744 KAMEHAMEHA AVE | Hilo | HI | 96720 | EQUILON ENTERPRISES, LLC DBA SHELL OIL PRODUCTS US | 2555 13TH AVE, SW | Hilo | HI | 96720 | R-89 | 1985-06-05 | Permanently Out of Use | 2004-10-27 | 4000 | Gasoline
9-601629 | BAYFRONT SHELL FOODMART | 744 KAMEHAMEHA AVE | Hilo | HI | 96720 | EQUILON ENTERPRISES, LLC DBA SHELL OIL PRODUCTS US | 2555 13TH AVE, SW | Hilo | HI | 96720 | r-87A | 1985-06-05 | Permanently Out of Use | 2004-10-27 | 4000 | Gasoline
9-601629 | BAYFRONT SHELL FOODMART | 744 KAMEHAMEHA AVE | Hilo | HI | 96720 | EQUILON ENTERPRISES, LLC DBA SHELL OIL PRODUCTS US | 2555 13TH AVE, SW | Hilo | HI | 96720 | R-92 | 1985-06-05 | Permanently Out of Use | 2004-10-27 | 4000 | Gasoline
9-601629 | BAYFRONT SHELL FOODMART | 744 KAMEHAMEHA AVE | Hilo | HI | 96720 | EQUILON ENTERPRISES, LLC DBA SHELL OIL PRODUCTS US | 2555 13TH AVE, SW | Hilo | HI | 96720 | R-5 | 1985-06-05 | Permanently Out of Use | 1998-11-04 | 550 | Used Oil
9-502418 | PATAO GAS & GO | 744 LOWER MAIN ST | Wailuku | HI | 96793 | HASHIRO RITSUYO | 744 LOWER MAIN | Wailuku | HI | 96793 | R-1 | 1947-12-31 | Permanently Out of Use | 1999-02-08 | 1500 | Gasoline
9-502418 | PATAO GAS & GO | 744 LOWER MAIN ST | Wailuku | HI | 96793 | HASHIRO RITSUYO | 744 LOWER MAIN | Wailuku | HI | 96793 | R-2 | 1947-12-31 | Permanently Out of Use | 1999-02-08 | 1500 | Gasoline
9-502418 | PATAO GAS & GO | 744 LOWER MAIN ST | Wailuku | HI | 96793 | HASHIRO RITSUYO | 744 LOWER MAIN | Wailuku | HI | 96793 | R-3 | 1960-12-31 | Permanently Out of Use | 1999-02-08 | 3000 | Gasoline
9-502418 | PATAO GAS & GO | 744 LOWER MAIN ST | Wailuku | HI | 96793 | HASHIRO RITSUYO | 744 LOWER MAIN | Wailuku | HI | 96793 | R-4 |  | Permanently Out of Use | 1960-12-01 | 300 | Other
9-601874 | Gentry's Kona Marina | 74-425 KEALAKEHE PKWY 23 | Kailua-Kona | HI | 96740 | GKM,Inc | 74-425 KEALAKEHE PKWY #23 | Kailua-Kona | HI | 96740 | 2 | 1985-05-17 | Currently In Use |  | 6000 | Gasoline
9-601874 | Gentry's Kona Marina | 74-425 KEALAKEHE PKWY 23 | Kailua-Kona | HI | 96740 | GKM,Inc | 74-425 KEALAKEHE PKWY #23 | Kailua-Kona | HI | 96740 | 1 | 1985-05-17 | Currently In Use |  | 6000 | Diesel
9-601874 | Gentry's Kona Marina | 74-425 KEALAKEHE PKWY 23 | Kailua-Kona | HI | 96740 | GKM,Inc | 74-425 KEALAKEHE PKWY #23 | Kailua-Kona | HI | 96740 | 3 | 1985-05-17 | Currently In Use |  | 6000 | Gasoline
9-601874 | Gentry's Kona Marina | 74-425 KEALAKEHE PKWY 23 | Kailua-Kona | HI | 96740 | GKM,Inc | 74-425 Kealakehe Pkwy #23 | Kailua-Kona | HI | 96740 | 3 | 1985-05-17 | Currently In Use |  | 6000 | Gasoline
9-601874 | Gentry's Kona Marina | 74-425 KEALAKEHE PKWY 23 | Kailua-Kona | HI | 96740 | GKM,Inc | 74-425 Kealakehe Pkwy #23 | Kailua-Kona | HI | 96740 | 2 | 1985-05-17 | Currently In Use |  | 6000 | Gasoline
9-601874 | Gentry's Kona Marina | 74-425 KEALAKEHE PKWY 23 | Kailua-Kona | HI | 96740 | GKM,Inc | 74-425 Kealakehe Pkwy #23 | Kailua-Kona | HI | 96740 | 1 | 1985-05-17 | Currently In Use |  | 6000 | Diesel
9-102931 | LIKELIKE DRIVE IN | 745 KEEAUMOKU ST | Honolulu | HI | 96800 | LIKELIKE DRIVE IN | 745 KEEAUMOKU ST | Honolulu | HI | 96800 | R-1 |  | Permanently Out of Use |  |  | Not Listed
9-503506 | MINIT STOP | 745 LOWER MAIN ST | Wailuku | HI | 96793 | MAUI PETROLEUM, Inc. | 385 HUKILIKE ST, SUITE 200 | Wailuku | HI | 96793 | R-1 | 1983-01-01 | Permanently Out of Use | 1999-08-16 | 10000 | Gasoline
9-503506 | MINIT STOP | 745 LOWER MAIN ST | Wailuku | HI | 96793 | MAUI PETROLEUM, Inc. | 385 HUKILIKE ST, SUITE 200 | Wailuku | HI | 96793 | R-2 | 1983-01-01 | Permanently Out of Use | 1999-08-16 | 10000 | Diesel
9-603022 | Queen K Tesoro | 74-5035 QUEEN KAAHUMANU HWY | Kailua-Kona | HI | 96740 | Goose's Edge, Inc. | 73-1366 Melemele St. | Kailua-Kona | HI | 96740 | 3 | 1994-09-13 | Currently in Use |  | 4000 | Diesel
9-603022 | Queen K Tesoro | 74-5035 QUEEN KAAHUMANU HWY | Kailua-Kona | HI | 96740 | Goose's Edge, Inc. | 73-1366 Melemele St. | Kailua-Kona | HI | 96740 | 4 | 1994-09-13 | Currently In Use |  | 8000 | Gasoline
9-603022 | Queen K Tesoro | 74-5035 QUEEN KAAHUMANU HWY | Kailua-Kona | HI | 96740 | Goose's Edge, Inc. | 73-1366 Melemele St. | Kailua-Kona | HI | 96740 | 1 | 1994-09-13 | Currently in Use |  | 10000 | Gasoline
9-603022 | Queen K Tesoro | 74-5035 QUEEN KAAHUMANU HWY | Kailua-Kona | HI | 96740 | Goose's Edge, Inc. | 73-1366 Melemele St. | Kailua-Kona | HI | 96740 | 2 | 1994-09-13 | Currently in Use |  | 12000 | Gasoline
9-603481 | KONA TRANSPORTATION | 74-5039 A QUEEN KAAHUMANU HWY | Kailua-Kona | HI | 96740 | KONA TRANSPORTATION CO., INC | 74-5039 A QUEEN KAAHUMANU ST | Kailua-Kona | HI | 96740 | 1 | 1990-10-01 | Currently In Use |  | 10000 | Diesel
9-603481 | KONA TRANSPORTATION | 74-5039 A QUEEN KAAHUMANU HWY | Kailua-Kona | HI | 96740 | KONA TRANSPORTATION CO., INC | 74-5039 A QUEEN KAAHUMANU ST | Kailua-Kona | HI | 96740 | 2 | 1990-10-01 | Currently In Use |  | 2000 | Gasoline
9-601894 | KONA INDUSTRIES, INC. | 74-5483 A KAIWI ST | Kailua-Kona | HI | 96740 | GOLD COAST INVESTMENT CO. | 810 RICHARDS St, STE. 1000 | Kailua-Kona | HI | 96740 | R-1 | 1970-09-28 | Permanently Out of Use | 1990-04-27 | 2000 | Gasoline
9-601394 | GRAY LINE HAWAII, LTD. | 74-5487 KAIWI ST | Kailua-Kona | HI | 96740 | GRAY LINE HAWAII, LTD. |  | Kailua-Kona | HI | 96740 | R-1 | 1977-03-30 | Permanently Out of Use | 1996-07-16 | 10000 | Diesel
9-601394 | GRAY LINE HAWAII, LTD. | 74-5487 KAIWI ST | Kailua-Kona | HI | 96740 | GRAY LINE HAWAII, LTD. |  | Kailua-Kona | HI | 96740 | R-2 | 1977-03-30 | Permanently Out of Use | 1996-07-17 | 6000 | Gasoline
9-601394 | GRAY LINE HAWAII, LTD. | 74-5487 KAIWI ST | Kailua-Kona | HI | 96740 | GRAY LINE HAWAII, LTD. |  | Kailua-Kona | HI | 96740 | R-4 | 1977-03-30 | Permanently Out of Use | 1996-07-17 | 1000 | Used Oil
9-601394 | GRAY LINE HAWAII, LTD. | 74-5487 KAIWI ST | Kailua-Kona | HI | 96740 | GRAY LINE HAWAII, LTD. |  | Kailua-Kona | HI | 96740 | R-3 | 1977-03-30 | Permanently Out of Use | 1996-07-17 | 4000 | Gasoline
9-600488 | TROJAN LUMBER CO., INC. | 74-5488 KAIWI ST | Kailua-Kona | HI | 96740 | TROJAN LUMBER CO., INC. |  | Kailua-Kona | HI | 96740 | R-1 | 1975-08-30 | Permanently Out of Use | 1991-12-10 | 550 | Gasoline
9-602797 | JOHN'S UNION SERVICE, INC | 74-5491 ALAPA ST | Kailua-Kona | HI | 96740 | JOHN MILLS | 74-5491 KAIWI St | Kailua-Kona | HI | 96740 | R-1 | 1976-11-01 | Permanently Out of Use | 1995-05-18 | 550 | Gasoline
9-602797 | JOHN'S UNION SERVICE, INC | 74-5491 ALAPA ST | Kailua-Kona | HI | 96740 | JOHN MILLS | 74-5491 KAIWI St | Kailua-Kona | HI | 96740 | R-3 | 1976-11-01 | Permanently Out of Use | 1995-05-15 | 550 | Gasoline
9-602797 | JOHN'S UNION SERVICE, INC | 74-5491 ALAPA ST | Kailua-Kona | HI | 96740 | JOHN MILLS | 74-5491 KAIWI St | Kailua-Kona | HI | 96740 | R-2 | 1976-11-01 | Permanently Out of Use | 1995-05-18 | 550 | Gasoline
9-602496 | KONA SUISAN INC | 74-5512 KAIWI ST | Kailua-Kona | HI | 96745 | SUISAN COMPANY LTD. | 1965 KAMEHAMEHA AVE | Kailua-Kona | HI | 96745 | R-1 |  | Permanently Out of Use | 1989-11-30 | 10000 | Diesel
9-602496 | KONA SUISAN INC | 74-5512 KAIWI ST | Kailua-Kona | HI | 96745 | SUISAN COMPANY LTD. | 1965 KAMEHAMEHA AVE | Kailua-Kona | HI | 96745 | R-2 |  | Permanently Out of Use | 1989-11-30 | 10000 | Gasoline
9-600964 | KONA OPERATIONS CENTER | 74-5519 KAIWI ST. | Kailua-Kona | HI | 96740 | HAWAII ELECTRIC LIGHT CO., INC. | P.O. BOX 1027 | Kailua-Kona | HI | 96740 | r-2 | 1970-04-16 | Permanently out of Use | 2010-12-27 | 1000 | Diesel
9-600964 | KONA OPERATIONS CENTER | 74-5519 KAIWI ST. | Kailua-Kona | HI | 96740 | HAWAII ELECTRIC LIGHT CO., INC. | P.O. BOX 1027 | Kailua-Kona | HI | 96740 | r-1 | 1980-04-16 | Permanently out of Use | 2010-12-27 | 5000 | Gasoline
9-600964 | KONA OPERATIONS CENTER | 74-5519 KAIWI ST. | Kailua-Kona | HI | 96740 | HAWAII ELECTRIC LIGHT CO., INC. | P.O. Box 1027 | Kailua-Kona | HI | 96740 | r-2 | 1970-04-16 | Permanently out of Use | 2010-12-27 | 1000 | Diesel
9-600964 | KONA OPERATIONS CENTER | 74-5519 KAIWI ST. | Kailua-Kona | HI | 96740 | HAWAII ELECTRIC LIGHT CO., INC. | P.O. Box 1027 | Kailua-Kona | HI | 96740 | r-1 | 1980-04-16 | Permanently out of Use | 2010-12-27 | 5000 | Gasoline
9-600646 | HAWAII PLANING MILL, LTD. | 74-5524 KAIWI ST | Kailua-Kona | HI | 96740 | HAWAII PLANING MILL, LTD. | HPM BUILDING SUPPLY / 380 KANOELEHUA AVE | Kailua-Kona | HI | 96740 | R-004 | 1977-03-31 | Permanently Out of Use | 1988-07-26 | 1000 | Used Oil
9-600646 | HAWAII PLANING MILL, LTD. | 74-5524 KAIWI ST | Kailua-Kona | HI | 96740 | HAWAII PLANING MILL, LTD. | HPM BUILDING SUPPLY / 380 KANOELEHUA AVE | Kailua-Kona | HI | 96740 | R-001 | 1977-05-07 | Permanently Out of Use | 1988-07-26 | 1000 | Diesel
9-600646 | HAWAII PLANING MILL, LTD. | 74-5524 KAIWI ST | Kailua-Kona | HI | 96740 | HAWAII PLANING MILL, LTD. | HPM BUILDING SUPPLY / 380 KANOELEHUA AVE | Kailua-Kona | HI | 96740 | R-002 | 1977-05-07 | Permanently Out of Use | 1988-07-26 | 8000 | Diesel
9-600646 | HAWAII PLANING MILL, LTD. | 74-5524 KAIWI ST | Kailua-Kona | HI | 96740 | HAWAII PLANING MILL, LTD. | HPM BUILDING SUPPLY / 380 KANOELEHUA AVE | Kailua-Kona | HI | 96740 | R-003 | 1977-05-07 | Permanently Out of Use | 1988-07-26 | 8000 | Gasoline
9-600581 | KONA BASEYARD RADIO SITE | 74-5529 KAIWI ST | Kailua-Kona | HI | 96740 | Hawaiian Telcom | P.O. Box 2200 | Kailua-Kona | HI | 96740 | m-3 | 1998-10-01 | Currently In Use |  | 600 | Diesel
9-600581 | KONA BASEYARD RADIO SITE | 74-5529 KAIWI ST | Kailua-Kona | HI | 96740 | Hawaiian Telcom | P.O. Box 2200 | Kailua-Kona | HI | 96740 | R-M-1 | 1980-05-07 | Permanently Out of Use | 1998-10-14 | 300 | Diesel
9-600581 | KONA BASEYARD RADIO SITE | 74-5529 KAIWI ST | Kailua-Kona | HI | 96740 | Hawaiian Telcom | P.O. Box 2200 | Kailua-Kona | HI | 96740 | R-2 | 1978-05-07 | Permanently Out of Use | 1998-11-05 | 2000 | Diesel
9-603935 | Kona Marketplace 76 | 74-5533 Luhia Street | Kailua-Kona | HI | 96740 | Mid Pac Petroleum LLC | 1100 Alakea Street, 8th floor | Kailua-Kona | HI | 96740 | 92 - 2b | 2013-10-15 | Currently in Use |  | 7000 | Gasoline
9-603935 | Kona Marketplace 76 | 74-5533 Luhia Street | Kailua-Kona | HI | 96740 | Mid Pac Petroleum LLC | 1100 Alakea Street, 8th floor | Kailua-Kona | HI | 96740 | diesel - 2a | 2013-10-15 | Currently in Use |  | 5000 | Diesel
9-603935 | Kona Marketplace 76 | 74-5533 Luhia Street | Kailua-Kona | HI | 96740 | Mid Pac Petroleum LLC | 1100 Alakea Street, 8th floor | Kailua-Kona | HI | 96740 | 89 -1b | 2013-10-15 | Currently in Use |  | 5000 | Gasoline
9-603935 | Kona Marketplace 76 | 74-5533 Luhia Street | Kailua-Kona | HI | 96740 | Mid Pac Petroleum LLC | 1100 Alakea Street, 8th floor | Kailua-Kona | HI | 96740 | 87 - 1a | 2013-10-15 | Currently in Use |  | 7000 | Gasoline
9-601901 | TAKE'S TRANSPORTATION, INC. | 74-5536 C KAIWI ST | Kailua-Kona | HI | 96740 | TAKEO NAGAMINE | TAKE'S TRANSPORTATION INC / P.O. BOX 59 | Kailua-Kona | HI | 96740 | R-1 |  | Permanently Out of Use | 1990-11-01 | 1000 | Gasoline
9-601901 | TAKE'S TRANSPORTATION, INC. | 74-5536 C KAIWI ST | Kailua-Kona | HI | 96740 | TAKEO NAGAMINE | TAKE'S TRANSPORTATION INC / P.O. BOX 59 | Kailua-Kona | HI | 96740 | R-2 |  | Permanently Out of Use | 1990-11-01 | 2000 | Gasoline
9-601086 | Hawaii County KAILUA FIRE STATION | 74-5537 PALANI RD | Kailua-Kona | HI | 96740 | COUNTY OF HAWAII - FIRE DEPT | 466 KINOOLE ST | Kailua-Kona | HI | 96740 | R-2 | 1973-05-12 | Permanently Out of Use | 1993-11-29 | 550 | Diesel
9-601086 | Hawaii County KAILUA FIRE STATION | 74-5537 PALANI RD | Kailua-Kona | HI | 96740 | COUNTY OF HAWAII - FIRE DEPT | 466 KINOOLE ST | Kailua-Kona | HI | 96740 | R-1 | 1973-05-12 | Permanently Out of Use | 1993-11-29 | 550 | Gasoline
9-600580 | KONA CENTRAL OFFICE | 74-5547 PALANI RD | Kailua-Kona | HI | 96740 | Hawaiian Telcom | P.O. Box 2200 | Kailua-Kona | HI | 96740 | M-1 | 1993-01-01 | Currently In Use |  | 600 | Diesel
9-600580 | KONA CENTRAL OFFICE | 74-5547 PALANI RD | Kailua-Kona | HI | 96740 | Hawaiian Telcom | P.O. Box 2200 | Kailua-Kona | HI | 96740 | R-M-1 | 1970-05-07 | Permanently Out of Use | 1993-09-15 | 550 | Diesel
9-600704 | TESORO #61086 | 74-5590-B PALANI RD | Kailua-Kona | HI | 96740 | HIE Retail, LLC | 800 Gessner Road, Suite 875 | Kailua-Kona | HI | 96740 | R-1 | 1976-05-11 | Permanently Out of Use | 1995-01-24 | 5000 | Gasoline
9-600704 | TESORO #61086 | 74-5590-B PALANI RD | Kailua-Kona | HI | 96740 | HIE Retail, LLC | 800 Gessner Road, Suite 875 | Kailua-Kona | HI | 96740 | 1 | 1995-02-01 | Currently In Use |  | 12000 | Gasohol
9-600704 | TESORO #61086 | 74-5590-B PALANI RD | Kailua-Kona | HI | 96740 | HIE Retail, LLC | 800 Gessner Road, Suite 875 | Kailua-Kona | HI | 96740 | R-3 | 1976-05-11 | Permanently Out of Use | 1995-01-25 | 5000 | Gasoline
9-600704 | TESORO #61086 | 74-5590-B PALANI RD | Kailua-Kona | HI | 96740 | HIE Retail, LLC | 800 Gessner Road, Suite 875 | Kailua-Kona | HI | 96740 | R-4 | 1976-05-11 | Permanently Out of Use | 1995-01-24 | 5000 | Gasoline
9-600704 | TESORO #61086 | 74-5590-B PALANI RD | Kailua-Kona | HI | 96740 | HIE Retail, LLC | 800 Gessner Road, Suite 875 | Kailua-Kona | HI | 96740 | R-2 | 1976-05-11 | Permanently Out of Use | 1995-01-24 | 5000 | Gasoline
9-600704 | TESORO #61086 | 74-5590-B PALANI RD | Kailua-Kona | HI | 96740 | HIE Retail, LLC | 800 Gessner Road, Suite 875 | Kailua-Kona | HI | 96740 | 2 | 1995-02-01 | Currently In Use |  | 12000 | Gasohol
9-603081 | FIRST HAWAIIAN BANK VS HAIRIR, E | 74-5599 ALAPA ST | Kailua-Kona | HI | 96740 | FIRST HAWAIIAN BANK |  | Kailua-Kona | HI | 96740 | R-1 | 1980-01-01 | Permanently Out of Use | 1995-05-17 | 1000 | Gasoline
9-601617 | KONA TRANSPORTATION CO., INC | 74-5600 ALAPA ST | Kailua-Kona | HI | 96740 | KONA TRANSPORTATION CO., INC | 74-5039 A QUEEN KAAHUMANU ST | Kailua-Kona | HI | 96740 | R-2 | 1979-04-08 | Permanently Out of Use | 1991-09-05 | 1000 | Gasoline
9-601617 | KONA TRANSPORTATION CO., INC | 74-5600 ALAPA ST | Kailua-Kona | HI | 96740 | KONA TRANSPORTATION CO., INC | 74-5039 A QUEEN KAAHUMANU ST | Kailua-Kona | HI | 96740 | R-1 | 1979-04-08 | Permanently Out of Use | 1991-09-05 | 1000 | Gasoline
9-600654 | ROBERT'S HAWAII | 74-5610 ALAPA ST | Kailua-Kona | HI | 96740 | LILIUOKALANI TRUST - FIRST HAWAIIAN BANK | P.O.BOX 3200 | Kailua-Kona | HI | 96740 | R-1 | 1984-05-13 | Permanently Out of Use | 1998-12-02 | 6000 | Gasoline
9-600654 | ROBERT'S HAWAII | 74-5610 ALAPA ST | Kailua-Kona | HI | 96740 | LILIUOKALANI TRUST - FIRST HAWAIIAN BANK | P.O.BOX 3200 | Kailua-Kona | HI | 96740 | R-2 | 1984-05-13 | Permanently Out of Use | 1998-12-02 | 6000 | Diesel
9-102521 | ARA SERVICES INC. | 746 AUAHI ST | Honolulu | HI | 96800 | JOHN L. WADE JR. | C/O CADES, SCHUTTE, FLEMING AND WRIGHT 1000 BISHOP ST | Honolulu | HI | 96800 | R-3 | 1974-12-30 | Permanently Out of Use | 1992-02-22 |  | Gasoline
9-102521 | ARA SERVICES INC. | 746 AUAHI ST | Honolulu | HI | 96800 | JOHN L. WADE JR. | C/O CADES, SCHUTTE, FLEMING AND WRIGHT 1000 BISHOP ST | Honolulu | HI | 96800 | R-1 | 1989-12-30 | Permanently Out of Use | 1992-02-22 |  | Gasoline
9-102521 | ARA SERVICES INC. | 746 AUAHI ST | Honolulu | HI | 96800 | JOHN L. WADE JR. | C/O CADES, SCHUTTE, FLEMING AND WRIGHT 1000 BISHOP ST | Honolulu | HI | 96800 | R-2 | 1974-12-30 | Permanently Out of Use | 1992-02-22 |  | Gasoline
9-700685 | NO DELAY SERVICE STATION | 746 KUHIO HWY | Kapaa | HI | 96746 | NORMA CHRISTIAN | 746 KUHIO HWY | Kapaa | HI | 96746 | P-4 |  | Permanently Out of Use | 1974-12-01 | 550 | Gasoline
9-700685 | NO DELAY SERVICE STATION | 746 KUHIO HWY | Kapaa | HI | 96746 | NORMA CHRISTIAN | 746 KUHIO HWY | Kapaa | HI | 96746 | R-2 | 1974-12-31 | Permanently Out of Use | 1993-05-05 | 3000 | Gasoline
9-700685 | NO DELAY SERVICE STATION | 746 KUHIO HWY | Kapaa | HI | 96746 | NORMA CHRISTIAN | 746 KUHIO HWY | Kapaa | HI | 96746 | R-1 | 1974-12-31 | Permanently Out of Use | 1993-05-05 | 4000 | Gasoline
9-700685 | NO DELAY SERVICE STATION | 746 KUHIO HWY | Kapaa | HI | 96746 | NORMA CHRISTIAN | 746 KUHIO HWY | Kapaa | HI | 96746 | R-3 | 1974-12-31 | Permanently Out of Use | 1993-05-05 | 4000 | Gasoline
9-603766 | Kealakehe Police Station | 74-611 Hale Maka'i Place | Kailua-Kona | HI | 96740 | COUNTY OF HAWAII - POLICE DEPARTMENT | 74-611 Hale Maka'I Place | Kailua-Kona | HI | 96740 | r-2 | 1994-01-01 | Permanently out of Use | 2011-06-27 | 500 | Gasoline
9-603766 | Kealakehe Police Station | 74-611 Hale Maka'i Place | Kailua-Kona | HI | 96740 | COUNTY OF HAWAII - POLICE DEPARTMENT | 74-611 Hale Maka'I Place | Kailua-Kona | HI | 96740 | M-3 | 1994-01-01 | Currently In Use |  | 2500 | Diesel
9-603766 | Kealakehe Police Station | 74-611 Hale Maka'i Place | Kailua-Kona | HI | 96740 | COUNTY OF HAWAII - POLICE DEPARTMENT | 74-611 Hale Maka'I Place | Kailua-Kona | HI | 96740 | 87 | 1994-01-01 | Currently In Use |  | 6000 | Gasoline
9-501303 | ROBERT'S HAWAII (PMID OGG002105) | 747 KAONAWAI ST (KAHULUI AIRPORT) | Kahului | HI | 96732 | MAUI ISLAND TOURS, LTD. | 747 KAONAWAI ST. KAHULUI AIRPORT | Kahului | HI | 96732 | R-1 | 1981-04-28 | Permanently Out of Use | 1998-06-24 | 6000 | Diesel
9-501303 | ROBERT'S HAWAII (PMID OGG002105) | 747 KAONAWAI ST (KAHULUI AIRPORT) | Kahului | HI | 96732 | MAUI ISLAND TOURS, LTD. | 747 KAONAWAI ST. KAHULUI AIRPORT | Kahului | HI | 96732 | R-3 | 1981-04-28 | Permanently Out of Use | 1998-06-24 | 5000 | Diesel
9-501303 | ROBERT'S HAWAII (PMID OGG002105) | 747 KAONAWAI ST (KAHULUI AIRPORT) | Kahului | HI | 96732 | MAUI ISLAND TOURS, LTD. | 747 KAONAWAI ST. KAHULUI AIRPORT | Kahului | HI | 96732 | R-2 | 1981-04-28 | Permanently Out of Use | 1998-06-24 | 6000 | Gasoline
9-100275 | MONARCH BUILDING SUPPLY | 749 MAPUNAPUNA ST | Honolulu | HI | 96819 | MONARCH BUILDING SUPPLY |  | Honolulu | HI | 96819 | R-2 | 1976-05-05 | Permanently Out of Use | 1989-07-01 | 1000 | Diesel
9-100275 | MONARCH BUILDING SUPPLY | 749 MAPUNAPUNA ST | Honolulu | HI | 96819 | MONARCH BUILDING SUPPLY |  | Honolulu | HI | 96819 | R-1 | 1976-05-05 | Permanently Out of Use | 1989-07-01 | 550 | Diesel
9-100275 | MONARCH BUILDING SUPPLY | 749 MAPUNAPUNA ST | Honolulu | HI | 96819 | MONARCH BUILDING SUPPLY |  | Honolulu | HI | 96819 | R-3 | 1976-05-05 | Permanently Out of Use | 1989-07-01 | 550 | Gasoline
9-502879 | HAWAII AIR NATIONAL GUARD - 292 CBCS (PMID OGG006108) 292 CBCS (PMID OGG006108) | 75 KULEANA ST BLDG 502 TANK 502-1 502-2 502-3 | Kahului | HI | 96732 | STATE DOD - HAWAII AIR NATIONAL GUARD | 3949 DIAMOND HEAD ROAD | Kahului | HI | 96732 | R-502-3 | 1983-12-01 | Permanently Out of Use | 1996-01-11 | 550 | Used Oil
9-502879 | HAWAII AIR NATIONAL GUARD - 292 CBCS (PMID OGG006108) 292 CBCS (PMID OGG006108) | 75 KULEANA ST BLDG 502 TANK 502-1 502-2 502-3 | Kahului | HI | 96732 | STATE DOD - HAWAII AIR NATIONAL GUARD | 3949 DIAMOND HEAD ROAD | Kahului | HI | 96732 | R-502-2 | 1983-12-01 | Permanently Out of Use | 1996-01-11 | 1000 | Diesel
9-502879 | HAWAII AIR NATIONAL GUARD - 292 CBCS (PMID OGG006108) 292 CBCS (PMID OGG006108) | 75 KULEANA ST BLDG 502 TANK 502-1 502-2 502-3 | Kahului | HI | 96732 | STATE DOD - HAWAII AIR NATIONAL GUARD | 3949 DIAMOND HEAD ROAD | Kahului | HI | 96732 | R-502-1 | 1983-12-01 | Permanently Out of Use | 1996-01-11 | 1000 | Gasoline
9-402424 | DOLE LANAI PLANTATION | 750 LANAI AVE / (EMULSION PLANT - FRASER AVE) | Lanai City | HI | 96763 | DOLE FOOD COMPANY HAWAII, INC | 1116 WHITMORE AVE | Lanai City | HI | 96763 | R-L7B | 1947-05-08 | Permanently Out of Use |  | 10000 | Diesel
9-402424 | DOLE LANAI PLANTATION | 750 LANAI AVE / (EMULSION PLANT - FRASER AVE) | Lanai City | HI | 96763 | DOLE FOOD COMPANY HAWAII, INC | 1116 WHITMORE AVE | Lanai City | HI | 96763 | R-L7A | 1947-05-08 | Permanently Out of Use |  | 10000 | Diesel
9-400773 | DOLE LANAI PLANTATION | 750 LANAI AVE / (POWER PLANT) | Lanai City | HI | 96763 | DOLE FOOD COMPANY HAWAII, INC | 1116 WHITMORE AVE | Lanai City | HI | 96763 | R-L1 | 1946-05-07 | Permanently Out of Use | 1989-10-01 | 25000 | Diesel
9-400773 | DOLE LANAI PLANTATION | 750 LANAI AVE / (POWER PLANT) | Lanai City | HI | 96763 | DOLE FOOD COMPANY HAWAII, INC | 1116 WHITMORE AVE | Lanai City | HI | 96763 | L6 | 1946-05-07 | Permanently Out of Use |  | 5000 | Diesel
9-402425 | DOLE LANAI PLANTATION | 750 LANAI AVE / (SHOP- LANAI AVE, 9TH ST) | Lanai City | HI | 96763 | DOLE FOOD COMPANY HAWAII, INC | 1116 WHITMORE AVE | Lanai City | HI | 96763 | R-L8-1 | 1936-05-07 | Permanently Out of Use | 1989-10-30 | 1000 | Diesel
9-402425 | DOLE LANAI PLANTATION | 750 LANAI AVE / (SHOP- LANAI AVE, 9TH ST) | Lanai City | HI | 96763 | DOLE FOOD COMPANY HAWAII, INC | 1116 WHITMORE AVE | Lanai City | HI | 96763 | R-L8-4 |  | Permanently Out of Use | 1989-10-30 | 1000 | Not Listed
9-402425 | DOLE LANAI PLANTATION | 750 LANAI AVE / (SHOP- LANAI AVE, 9TH ST) | Lanai City | HI | 96763 | DOLE FOOD COMPANY HAWAII, INC | 1116 WHITMORE AVE | Lanai City | HI | 96763 | R-L8-2 |  | Permanently Out of Use | 1989-10-30 | 1000 | Not Listed
9-402425 | DOLE LANAI PLANTATION | 750 LANAI AVE / (SHOP- LANAI AVE, 9TH ST) | Lanai City | HI | 96763 | DOLE FOOD COMPANY HAWAII, INC | 1116 WHITMORE AVE | Lanai City | HI | 96763 | R-L8-3 |  | Permanently Out of Use | 1989-10-30 | 1000 | Not Listed
9-600642 | BACON-UNIVERSAL CO. INC. | 751 KANOELEHUA AVE | Hilo | HI | 96720 | SONOMURA ENTERPRISES | 100 KUKILA ST | Hilo | HI | 96720 | R-2 | 1960-12-30 | Permanently Out of Use | 1970-12-31 | 1000 | Gasoline
9-600642 | BACON-UNIVERSAL CO. INC. | 751 KANOELEHUA AVE | Hilo | HI | 96720 | SONOMURA ENTERPRISES | 100 KUKILA ST | Hilo | HI | 96720 | R-3 | 1960-12-31 | Permanently Out of Use | 1970-12-30 | 1000 | Diesel
9-600642 | BACON-UNIVERSAL CO. INC. | 751 KANOELEHUA AVE | Hilo | HI | 96720 | SONOMURA ENTERPRISES | 100 KUKILA ST | Hilo | HI | 96720 | R-1 | 1960-12-30 | Permanently Out of Use | 1970-12-30 | 500 | Gasoline
9-101020 | Goose's Edge Inc 139555 | 755 KAPAHULU AVE. | Honolulu | HI | 96816 | Shell Oil Products Co | P.O. Box 3820 | Honolulu | HI | 96816 | R-1 | 1971-04-19 | Permanently Out of Use | 1995-02-01 | 6000 | Gasoline
9-101020 | Goose's Edge Inc 139555 | 755 KAPAHULU AVE. | Honolulu | HI | 96816 | Shell Oil Products Co | P.O. Box 3820 | Honolulu | HI | 96816 | R-3 | 1971-04-19 | Permanently Out of Use | 1995-02-01 | 6000 | Gasoline
9-101020 | Goose's Edge Inc 139555 | 755 KAPAHULU AVE. | Honolulu | HI | 96816 | Shell Oil Products Co | P.O. Box 3820 | Honolulu | HI | 96816 | R-8 | 1998-02-01 | Permanently Out of Use | 2001-07-19 | 600 | Used Oil
9-101020 | Goose's Edge Inc 139555 | 755 KAPAHULU AVE. | Honolulu | HI | 96816 | Shell Oil Products Co | P.O. Box 3820 | Honolulu | HI | 96816 | R-5 | 1971-04-19 | Permanently Out of Use | 1996-04-01 | 550 | Used Oil
9-101020 | Goose's Edge Inc 139555 | 755 KAPAHULU AVE. | Honolulu | HI | 96816 | Shell Oil Products Co | P.O. Box 3820 | Honolulu | HI | 96816 | R-4 | 1971-04-19 | Permanently Out of Use | 1995-02-01 | 6000 | Gasoline
9-101020 | Goose's Edge Inc 139555 | 755 KAPAHULU AVE. | Honolulu | HI | 96816 | Shell Oil Products Co | P.O. Box 3820 | Honolulu | HI | 96816 | r-92 | 1995-03-25 | Permanently out of Use | 2010-09-21 | 12000 | Gasoline
9-101020 | Goose's Edge Inc 139555 | 755 KAPAHULU AVE. | Honolulu | HI | 96816 | Shell Oil Products Co | P.O. Box 3820 | Honolulu | HI | 96816 | R-2 | 1971-04-19 | Permanently Out of Use | 1995-02-01 | 6000 | Gasoline
9-101020 | Goose's Edge Inc 139555 | 755 KAPAHULU AVE. | Honolulu | HI | 96816 | Shell Oil Products Co | P.O. Box 3820 | Honolulu | HI | 96816 | r-87 | 1995-03-25 | Permanently out of Use | 2010-09-21 | 12000 | Gasoline
9-503369 | Hi DAGS Central Services (PMID OGG006110) | 755 MUA ST. | Kahului | HI | 96732 | STATE Of HAWAII - DAGS | P.O. BOX 1030 | Kahului | HI | 96732 | R-2 |  | Permanently Out of Use | 1995-01-01 | 6000 | Not Listed
9-503369 | Hi DAGS Central Services (PMID OGG006110) | 755 MUA ST. | Kahului | HI | 96732 | STATE Of HAWAII - DAGS | P.O. BOX 1030 | Kahului | HI | 96732 | 87 | 1993-10-01 | Currently In Use |  | 6000 | Gasoline
9-601902 | HAWAII MOTORS, INC. | 75-5070 KUAKINI HWY | Kailua-Kona | HI | 96745 | HAWAII MOTORS, INC. | 1177 KILAUEA AVE. / P.O. BOX 396 | Kailua-Kona | HI | 96745 | R-001 | 1980-01-05 | Permanently Out of Use |  | 550 | Used Oil
9-601902 | HAWAII MOTORS, INC. | 75-5070 KUAKINI HWY | Kailua-Kona | HI | 96745 | HAWAII MOTORS, INC. | 1177 KILAUEA AVE. / P.O. BOX 396 | Kailua-Kona | HI | 96745 | R-002 | 1980-01-05 | Permanently Out of Use |  | 1000 | Used Oil
9-602641 | KEALAKEHE WASTEWATER TREATMENT PLANT | 75-5220 QUEEN KAAHUMANU HWY | Kailua-Kona | HI | 96740 | COUNTY OF HAWAII | 25 Aupuni St., Rm 202 | Kailua-Kona | HI | 96740 | m-1 | 1991-12-30 | Currently in Use |  | 4000 | Diesel
9-600471 | K. KOMO STORE, INC. | 75-5324 MAMALAHOA HWY | Holualoa | HI | 96725 | K. KOMO STORE, INC. | 75-5324 MAMALAHOA HWY | Holualoa | HI | 96725 | R-1 | 1968-05-14 | Permanently Out of Use | 1994-10-03 | 550 | Gasoline
9-600471 | K. KOMO STORE, INC. | 75-5324 MAMALAHOA HWY | Holualoa | HI | 96725 | K. KOMO STORE, INC. | 75-5324 MAMALAHOA HWY | Holualoa | HI | 96725 | R-2 | 1983-05-13 | Permanently Out of Use | 1994-10-03 | 550 | Gasoline
9-600471 | K. KOMO STORE, INC. | 75-5324 MAMALAHOA HWY | Holualoa | HI | 96725 | K. KOMO STORE, INC. | 75-5324 MAMALAHOA HWY | Holualoa | HI | 96725 | 1a - 87 | 1994-10-05 | Currently in Use |  | 500 | Gasohol
9-600471 | K. KOMO STORE, INC. | 75-5324 MAMALAHOA HWY | Holualoa | HI | 96725 | K. KOMO STORE, INC. | 75-5324 MAMALAHOA HWY | Holualoa | HI | 96725 | 1b - 92 | 1994-10-05 | Currently in Use |  | 500 | Gasohol
9-601618 | FIRESTONE STORE 6930 | 75-5629A PALANI RD NORTH KONA SHOPPING CENTER | Kailua-Kona | HI | 96740 | NORTH KONA SHOPPING CENTER | C/O CHANEY BROOKS AND CO. P.O. BOX 212 | Kailua-Kona | HI | 96740 | R-1 | 1976-03-17 | Permanently Out of Use | 1998-05-21 | 280 | Used Oil
9-601135 | KAILUA-KONA CHEVRON | 75-5644 PALANI RD | Kailua-Kona | HI | 96740 | CHEVRON PRODUCTS COMPANY | 91-480 MALAKOLE ST. | Kailua-Kona | HI | 96740 | R-87 | 1983-07-19 | Permanently Out of Use | 2003-01-14 | 10000 | Gasoline
9-601135 | KAILUA-KONA CHEVRON | 75-5644 PALANI RD | Kailua-Kona | HI | 96740 | CHEVRON PRODUCTS COMPANY | 91-480 MALAKOLE ST. | Kailua-Kona | HI | 96740 | R-4 | 1983-07-19 | Permanently Out of Use | 2003-01-15 | 1000 | Used Oil
9-601135 | KAILUA-KONA CHEVRON | 75-5644 PALANI RD | Kailua-Kona | HI | 96740 | CHEVRON PRODUCTS COMPANY | 91-480 MALAKOLE ST. | Kailua-Kona | HI | 96740 | R-92 | 1983-07-19 | Permanently Out of Use | 2003-01-14 | 10000 | Gasoline
9-601135 | KAILUA-KONA CHEVRON | 75-5644 PALANI RD | Kailua-Kona | HI | 96740 | CHEVRON PRODUCTS COMPANY | 91-480 MALAKOLE ST. | Kailua-Kona | HI | 96740 | R-89 | 1983-07-19 | Permanently Out of Use | 2003-01-14 | 10000 | Gasoline
9-601135 | KAILUA-KONA CHEVRON | 75-5644 PALANI RD | Kailua-Kona | HI | 96740 | CHEVRON PRODUCTS COMPANY | 91-480 MALAKOLE ST. | Kailua-Kona | HI | 96740 | R-5 |  | Permanently Out of Use | 2003-01-15 | 500 | Used Oil
9-601135 | KAILUA-KONA CHEVRON | 75-5644 PALANI RD | Kailua-Kona | HI | 96740 | CHEVRON PRODUCTS COMPANY | 91-480 MALAKOLE ST. | Kailua-Kona | HI | 96740 | R-6 |  | Permanently Out of Use | 2003-02-20 | 10000 | Unknown
9-601012 | KONA SHELL SERVICE | 75-5645 KUAKINI HWY | Kailua-Kona | HI | 96740 | ALOHA PETROLEUM, LTD. | 1132 BISHOP STREET, SUITE 1700 | Kailua-Kona | HI | 96740 | r-1 | 1971-04-19 | Permanently out of Use | 2007-11-20 | 7500 | Gasoline
9-601012 | KONA SHELL SERVICE | 75-5645 KUAKINI HWY | Kailua-Kona | HI | 96740 | ALOHA PETROLEUM, LTD. | 1132 BISHOP STREET, SUITE 1700 | Kailua-Kona | HI | 96740 | r-2 | 1968-04-18 | Permanently out of Use | 2007-11-20 | 4000 | Gasoline
9-601012 | KONA SHELL SERVICE | 75-5645 KUAKINI HWY | Kailua-Kona | HI | 96740 | ALOHA PETROLEUM, LTD. | 1132 BISHOP STREET, SUITE 1700 | Kailua-Kona | HI | 96740 | r-5 | 1968-04-18 | Permanently out of Use | 2007-11-20 | 4000 | Gasoline
9-601012 | KONA SHELL SERVICE | 75-5645 KUAKINI HWY | Kailua-Kona | HI | 96740 | ALOHA PETROLEUM, LTD. | 1132 BISHOP STREET, SUITE 1700 | Kailua-Kona | HI | 96740 | r-3 | 1968-04-18 | Permanently out of Use | 2007-11-20 | 7500 | Gasoline
9-601012 | KONA SHELL SERVICE | 75-5645 KUAKINI HWY | Kailua-Kona | HI | 96740 | ALOHA PETROLEUM, LTD. | 1132 BISHOP STREET, SUITE 1700 | Kailua-Kona | HI | 96740 | r-6 | 1968-04-18 | Permanently out of Use | 2007-11-20 | 550 | Used Oil
9-601012 | KONA SHELL SERVICE | 75-5645 KUAKINI HWY | Kailua-Kona | HI | 96740 | ALOHA PETROLEUM, LTD. | 1132 BISHOP STREET, SUITE 1700 | Kailua-Kona | HI | 96740 | r-87 | 2007-12-03 | Permanently out of Use | 2011-12-03 | 15000 | Gasoline
9-601012 | KONA SHELL SERVICE | 75-5645 KUAKINI HWY | Kailua-Kona | HI | 96740 | ALOHA PETROLEUM, LTD. | 1132 BISHOP STREET, SUITE 1700 | Kailua-Kona | HI | 96740 | r-92 | 2007-12-03 | Permanently out of Use | 2011-12-03 | 15000 | Gasoline
9-601012 | KONA SHELL SERVICE | 75-5645 KUAKINI HWY | Kailua-Kona | HI | 96740 | ALOHA PETROLEUM, LTD. | 1132 BISHOP STREET, SUITE 1700 | Kailua-Kona | HI | 96740 | r-diesel | 2007-12-03 | Permanently out of Use | 2011-12-03 | 12000 | Diesel
9-601012 | KONA SHELL SERVICE | 75-5645 KUAKINI HWY | Kailua-Kona | HI | 96740 | ALOHA PETROLEUM, LTD. | 1132 BISHOP STREET, SUITE 1700 | Kailua-Kona | HI | 96740 | r-4 | 1968-04-18 | Permanently out of Use | 2007-11-20 | 6000 | Gasoline
9-603468 | KING KAMEHAMEHA KONA BEACH HOTEL | 75-5660 PALANI ST | Kailua-Kona | HI | 96740 | KING KAMEHAMEHA KONA BEACH HOTEL | 75-5660 PALANI ST | Kailua-Kona | HI | 96740 | R-1 | 1975-01-01 | Permanently Out of Use | 1998-12-11 | 5000 | Diesel
9-600486 | Kona Mauka Shell | 75-5675 KUAKINI HWY | Kailua-Kona | HI | 96740 | ALOHA PETROLEUM, LTD. | 1132 BISHOP STREET, SUITE 1700 | Kailua-Kona | HI | 96740 | 4 | 1990-06-30 | Currently in Use |  | 4000 | Gasoline
9-600486 | Kona Mauka Shell | 75-5675 KUAKINI HWY | Kailua-Kona | HI | 96740 | ALOHA PETROLEUM, LTD. | 1132 BISHOP STREET, SUITE 1700 | Kailua-Kona | HI | 96740 | 5 | 1990-06-30 | Currently in Use |  | 4000 | Gasoline
9-600486 | Kona Mauka Shell | 75-5675 KUAKINI HWY | Kailua-Kona | HI | 96740 | ALOHA PETROLEUM, LTD. | 1132 BISHOP STREET, SUITE 1700 | Kailua-Kona | HI | 96740 | 3 | 1990-06-30 | Currently in Use |  | 4000 | Gasoline
9-600486 | Kona Mauka Shell | 75-5675 KUAKINI HWY | Kailua-Kona | HI | 96740 | ALOHA PETROLEUM, LTD. | 1132 BISHOP STREET, SUITE 1700 | Kailua-Kona | HI | 96740 | 2 | 1990-06-30 | Currently in Use |  | 4000 | Gasoline
9-600486 | Kona Mauka Shell | 75-5675 KUAKINI HWY | Kailua-Kona | HI | 96740 | ALOHA PETROLEUM, LTD. | 1132 BISHOP STREET, SUITE 1700 | Kailua-Kona | HI | 96740 | 1 | 1990-06-30 | Currently in Use |  | 4000 | Gasoline
9-600486 | Kona Mauka Shell | 75-5675 KUAKINI HWY | Kailua-Kona | HI | 96740 | ALOHA PETROLEUM, LTD. | 1132 BISHOP STREET, SUITE 1700 | Kailua-Kona | HI | 96740 | R-2 | 1966-04-22 | Permanently out of Use | 1990-05-22 | 4000 | Gasoline
9-600486 | Kona Mauka Shell | 75-5675 KUAKINI HWY | Kailua-Kona | HI | 96740 | ALOHA PETROLEUM, LTD. | 1132 BISHOP STREET, SUITE 1700 | Kailua-Kona | HI | 96740 | R-3 | 1966-04-22 | Permanently out of Use | 1990-05-22 | 4000 | Gasoline
9-600486 | Kona Mauka Shell | 75-5675 KUAKINI HWY | Kailua-Kona | HI | 96740 | ALOHA PETROLEUM, LTD. | 1132 BISHOP STREET, SUITE 1700 | Kailua-Kona | HI | 96740 | R-4 | 1966-04-22 | Permanently out of Use | 1990-05-22 | 4000 | Gasoline
9-600486 | Kona Mauka Shell | 75-5675 KUAKINI HWY | Kailua-Kona | HI | 96740 | ALOHA PETROLEUM, LTD. | 1132 BISHOP STREET, SUITE 1700 | Kailua-Kona | HI | 96740 | 2b |  | To be installed |  | 7000 | Gasohol
9-600486 | Kona Mauka Shell | 75-5675 KUAKINI HWY | Kailua-Kona | HI | 96740 | ALOHA PETROLEUM, LTD. | 1132 BISHOP STREET, SUITE 1700 | Kailua-Kona | HI | 96740 | R-5 | 1966-04-22 | Permanently out of Use | 1990-05-22 | 4000 | Gasoline
9-600486 | Kona Mauka Shell | 75-5675 KUAKINI HWY | Kailua-Kona | HI | 96740 | ALOHA PETROLEUM, LTD. | 1132 BISHOP STREET, SUITE 1700 | Kailua-Kona | HI | 96740 | 11 |  | Permanently out of Use |  | 500 | Used Oil
9-600486 | Kona Mauka Shell | 75-5675 KUAKINI HWY | Kailua-Kona | HI | 96740 | ALOHA PETROLEUM, LTD. | 1132 BISHOP STREET, SUITE 1700 | Kailua-Kona | HI | 96740 | R-1 | 1966-04-22 | Permanently out of Use | 1990-05-22 | 4000 | Gasoline
9-600486 | Kona Mauka Shell | 75-5675 KUAKINI HWY | Kailua-Kona | HI | 96740 | ALOHA PETROLEUM, LTD. | 1132 BISHOP STREET, SUITE 1700 | Kailua-Kona | HI | 96740 | 2a |  | To be installed |  | 6800 | Gasohol
9-600486 | Kona Mauka Shell | 75-5675 KUAKINI HWY | Kailua-Kona | HI | 96740 | ALOHA PETROLEUM, LTD. | 1132 BISHOP STREET, SUITE 1700 | Kailua-Kona | HI | 96740 | 1 |  | To be installed |  | 13800 | Gasohol
9-601610 | GOODYEAR DEALER EXPANSION | 75-5699 PALANI RD | Kailua-Kona | HI | 96740 | GOODYEAR TIRE & RUBBER CO. | REAL ESTATE - D/824 / 1144 E. MARKET ST | Kailua-Kona | HI | 96740 | R-1 | 1984-04-15 | Permanently Out of Use | 1993-10-27 | 400 | Used Oil
9-603358 | AIM KONA MAKAI | 75-5700 KUAKINI HWY | Kailua-Kona | HI | 96740 | ALOHA PETROLEUM, LTD. | 1132 BISHOP STREET, SUITE 1700 | Kailua-Kona | HI | 96740 | 92 | 1997-01-29 | Currently In Use |  | 10000 | Gasohol
9-603358 | AIM KONA MAKAI | 75-5700 KUAKINI HWY | Kailua-Kona | HI | 96740 | ALOHA PETROLEUM, LTD. | 1132 BISHOP STREET, SUITE 1700 | Kailua-Kona | HI | 96740 | 87 | 1997-01-29 | Currently In Use |  | 10000 | Gasohol
9-600011 | Mid Pac Petroleum 254231 (prev: DIXSON'S 76 L-254231) | 75-5756 HUALALAI ST | Kailua-Kona | HI | 96740 | Mid Pac Petroleum LLC | 1100 Alakea Street, 8th floor | Kailua-Kona | HI | 96740 | r-92 | 1984-04-15 | Permanently out of Use | 2008-11-13 | 10000 | Gasoline
9-600011 | Mid Pac Petroleum 254231 (prev: DIXSON'S 76 L-254231) | 75-5756 HUALALAI ST | Kailua-Kona | HI | 96740 | Mid Pac Petroleum LLC | 1100 Alakea Street, 8th floor | Kailua-Kona | HI | 96740 | 2b | 2008-11-01 | Currently in Use |  | 4000 | Gasoline
9-600011 | Mid Pac Petroleum 254231 (prev: DIXSON'S 76 L-254231) | 75-5756 HUALALAI ST | Kailua-Kona | HI | 96740 | Mid Pac Petroleum LLC | 1100 Alakea Street, 8th floor | Kailua-Kona | HI | 96740 | 2a | 2008-11-01 | Currently in Use |  | 8000 | Gasoline
9-600011 | Mid Pac Petroleum 254231 (prev: DIXSON'S 76 L-254231) | 75-5756 HUALALAI ST | Kailua-Kona | HI | 96740 | Mid Pac Petroleum LLC | 1100 Alakea Street, 8th floor | Kailua-Kona | HI | 96740 | 1 | 2008-11-01 | Currently in Use |  | 12000 | Gasoline
9-600011 | Mid Pac Petroleum 254231 (prev: DIXSON'S 76 L-254231) | 75-5756 HUALALAI ST | Kailua-Kona | HI | 96740 | Mid Pac Petroleum LLC | 1100 Alakea Street, 8th floor | Kailua-Kona | HI | 96740 | r-4 | 1994-01-01 | Permanently out of Use | 2008-11-13 | 550 | Used Oil
9-600011 | Mid Pac Petroleum 254231 (prev: DIXSON'S 76 L-254231) | 75-5756 HUALALAI ST | Kailua-Kona | HI | 96740 | Mid Pac Petroleum LLC | 1100 Alakea Street, 8th floor | Kailua-Kona | HI | 96740 | r-DIESEL | 1984-04-15 | Permanently out of Use | 2008-11-13 | 10000 | Diesel
9-600011 | Mid Pac Petroleum 254231 (prev: DIXSON'S 76 L-254231) | 75-5756 HUALALAI ST | Kailua-Kona | HI | 96740 | Mid Pac Petroleum LLC | 1100 Alakea Street, 8th floor | Kailua-Kona | HI | 96740 | r-87 | 1984-04-15 | Permanently out of Use | 2008-11-13 | 12000 | Gasoline
9-600011 | Mid Pac Petroleum 254231 (prev: DIXSON'S 76 L-254231) | 75-5756 HUALALAI ST | Kailua-Kona | HI | 96740 | Mid Pac Petroleum LLC | 1100 Alakea Street, 8th floor | Kailua-Kona | HI | 96740 | R-4231-4 | 1959-04-16 | Permanently Out of Use | 1994-05-18 | 1000 | Used Oil
9-602224 | HALE HALAWAI Sewagae Pump Station | 75-5760 Alii Drive | Hilo | HI | 96720 | COUNTY OF HAWAII - DEPT OF PUBLIC WORKS | 25 AUPUNI ST, RM 202 | Hilo | HI | 96720 | R-1 | 1971-09-27 | Permanently Out of Use | 1993-08-18 | 285 | Diesel
9-103765 | SZYMANSKI PROPERTIES LLC | 757 KAWAIAHAO ST | Honolulu | HI | 96813 | VOYTEK SZYMANSKI PROPERTIES LLC | 757 KAWAIAHAO ST | Honolulu | HI | 96813 | R-1 | 1940-01-01 | Permanently Out of Use | 2003-07-07 | 1000 | Used Oil
9-103765 | SZYMANSKI PROPERTIES LLC | 757 KAWAIAHAO ST | Honolulu | HI | 96813 | VOYTEK SZYMANSKI PROPERTIES LLC | 757 KAWAIAHAO ST | Honolulu | HI | 96813 | R-2 | 1955-01-01 | Permanently Out of Use | 2003-07-01 | 550 | Gasoline
9-500413 | SHISHIDO MANJU SHOP, INC. | 758 LOWER MAIN ST | Wailuku | HI | 96793 | SHISHIDO MANJU SHOP, INC. | 758 LOWER MAIN ST | Wailuku | HI | 96793 | R-1 | 1976-03-21 | Permanently Out of Use |  | 1000 | Diesel
9-100893 | ROBERTS HAWAII TOURS | 759 KELIKOI ST | Honolulu | HI | 96813 | ROBERTS HAWAII TOURS, INC | 680 IWILEI ROAD, SUITE 700 | Honolulu | HI | 96813 | R-1 | 1976-04-08 | Permanently Out of Use | 1991-01-28 | 12000 | Diesel
9-100893 | ROBERTS HAWAII TOURS | 759 KELIKOI ST | Honolulu | HI | 96813 | ROBERTS HAWAII TOURS, INC | 680 IWILEI ROAD, SUITE 700 | Honolulu | HI | 96813 | R-2 | 1976-04-08 | Permanently Out of Use | 1991-01-28 | 6000 | Gasoline
9-100893 | ROBERTS HAWAII TOURS | 759 KELIKOI ST | Honolulu | HI | 96813 | ROBERTS HAWAII TOURS, INC | 680 IWILEI ROAD, SUITE 700 | Honolulu | HI | 96813 | R-3 | 1976-04-08 | Permanently Out of Use | 1991-01-28 | 1000 | Used Oil
9-102158 | TESORO 2GO # 61024 | 759 S KING ST | Honolulu | HI | 96813 | HIE Retail, LLC | 800 Gessner Road, Suite 875 | Honolulu | HI | 96813 | 1 | 2000-10-01 | Currently In Use |  | 12000 | Gasohol
9-102158 | TESORO 2GO # 61024 | 759 S KING ST | Honolulu | HI | 96813 | HIE Retail, LLC | 800 Gessner Road, Suite 875 | Honolulu | HI | 96813 | R-4 |  | Permanently Out of Use | 1989-06-09 | 11500 | Gasoline
9-102158 | TESORO 2GO # 61024 | 759 S KING ST | Honolulu | HI | 96813 | HIE Retail, LLC | 800 Gessner Road, Suite 875 | Honolulu | HI | 96813 | R-3 |  | Permanently Out of Use | 1989-06-09 | 10000 | Gasoline
9-102158 | TESORO 2GO # 61024 | 759 S KING ST | Honolulu | HI | 96813 | HIE Retail, LLC | 800 Gessner Road, Suite 875 | Honolulu | HI | 96813 | R-1 |  | Permanently Out of Use | 1989-06-08 | 1000 | Used Oil
9-102158 | TESORO 2GO # 61024 | 759 S KING ST | Honolulu | HI | 96813 | HIE Retail, LLC | 800 Gessner Road, Suite 875 | Honolulu | HI | 96813 | R-2 |  | Permanently Out of Use | 1989-06-09 | 5000 | Gasoline
9-102158 | TESORO 2GO # 61024 | 759 S KING ST | Honolulu | HI | 96813 | HIE Retail, LLC | 800 Gessner Road, Suite 875 | Honolulu | HI | 96813 | 2 | 2000-10-01 | Currently In Use |  | 12000 | Gasohol
9-102158 | TESORO 2GO # 61024 | 759 S KING ST | Honolulu | HI | 96813 | HIE Retail, LLC | 800 Gessner Road, Suite 875 | Honolulu | HI | 96813 | 3 | 2000-10-01 | Currently In Use |  | 12000 | Diesel
9-603893 | Aloha Island Mart Henry Street | 75-934 Henry St | Kailua-Kona | HI | 96740 | ALOHA PETROLEUM, LTD. | 1132 BISHOP STREET, SUITE 1700 | Kailua-Kona | HI | 96740 | 1 | 2011-05-01 | Currently in Use |  | 13800 | Gasoline
9-603893 | Aloha Island Mart Henry Street | 75-934 Henry St | Kailua-Kona | HI | 96740 | ALOHA PETROLEUM, LTD. | 1132 BISHOP STREET, SUITE 1700 | Kailua-Kona | HI | 96740 | 2a | 2011-05-01 | Currently in Use |  | 8000 | Gasoline
9-603893 | Aloha Island Mart Henry Street | 75-934 Henry St | Kailua-Kona | HI | 96740 | ALOHA PETROLEUM, LTD. | 1132 BISHOP STREET, SUITE 1700 | Kailua-Kona | HI | 96740 | 2b | 2011-05-01 | Currently in Use |  | 5800 | Diesel
9-100201 | HICKAM AIR FORCE BASE | 760 WORCHESTER AVE FAA TOWER | Honolulu | HI | 96819 | U.S. AIR FORCE |  | Honolulu | HI | 96819 | R-M-1 | 1982-03-16 | Permanently Out of Use | 1998-01-02 | 3000 | Diesel
9-100154 | HAWAII JOB CORPS | 7600 KOKO HEAD PARK RD | Honolulu | HI | 96825 | HAWAII JOB CORPS | 7600 KOKO HEAD PARK RD | Honolulu | HI | 96825 | R-2 | 1977-06-09 | Permanently Out of Use | 1993-12-20 | 3000 | Gasoline
9-100154 | HAWAII JOB CORPS | 7600 KOKO HEAD PARK RD | Honolulu | HI | 96825 | HAWAII JOB CORPS | 7600 KOKO HEAD PARK RD | Honolulu | HI | 96825 | P-001 | 1962-06-09 | Permanently Out of Use |  |  | Not Listed
9-101700 | HAWAIIAN REINFORCING STEEL | 761 AHUA ST | Honolulu | HI | 96819 | UNOCAL CORPORATION | 3915 Mission Avenue #7416 | Honolulu | HI | 96819 | R-1 | 1966-08-29 | Permanently Out of Use | 1994-11-01 | 1000 | Gasoline
9-101700 | HAWAIIAN REINFORCING STEEL | 761 AHUA ST | Honolulu | HI | 96819 | UNOCAL CORPORATION | 3915 Mission Avenue #7416 | Honolulu | HI | 96819 | R-2 | 1966-08-29 | Permanently Out of Use | 1994-11-01 | 1000 | Diesel
9-603107 | RAYMOND TANOUYE | 761 KANOELEHUA AVE | Hilo | HI | 96720 | RAYMOND TANOUYE | P.O. BOX 188 | Hilo | HI | 96720 | R-1 | 1968-01-01 | Permanently Out of Use | 1995-09-12 | 2000 | Gasoline
9-603107 | RAYMOND TANOUYE | 761 KANOELEHUA AVE | Hilo | HI | 96720 | RAYMOND TANOUYE | P.O. BOX 188 | Hilo | HI | 96720 | R-2 | 1968-01-01 | Permanently Out of Use | 1995-09-12 | 3000 | Diesel
9-603107 | RAYMOND TANOUYE | 761 KANOELEHUA AVE | Hilo | HI | 96720 | RAYMOND TANOUYE | P.O. BOX 188 | Hilo | HI | 96720 | R-3 | 1968-01-01 | Permanently Out of Use | 1995-09-12 | 225 | Used Oil
9-601195 | AIM HILO | 761 KEKUANAOA ST | Hilo | HI | 96720 | ALOHA PETROLEUM, LTD. | 1132 BISHOP STREET, SUITE 1700 | Hilo | HI | 96720 | 98b | 1985-04-04 | Currently in Use |  | 8000 | Gasohol
9-601195 | AIM HILO | 761 KEKUANAOA ST | Hilo | HI | 96720 | ALOHA PETROLEUM, LTD. | 1132 BISHOP STREET, SUITE 1700 | Hilo | HI | 96720 | 87a | 1985-04-04 | Currently in Use |  | 8000 | Gasohol
9-601195 | AIM HILO | 761 KEKUANAOA ST | Hilo | HI | 96720 | ALOHA PETROLEUM, LTD. | 1132 BISHOP STREET, SUITE 1700 | Hilo | HI | 96720 | 92 | 1985-04-04 | Currently in Use |  | 8000 | Gasohol
9-602710 | KUAKINI CHEVRON FOODMART | 76-274 LAKO ST | Kailua-Kona | HI | 96745 | EASLEY CORPORATION | P.O. BOX 879 | Kailua-Kona | HI | 96745 | 2a | 2009-09-01 | Currently In Use |  | 8000 | Gasoline
9-602710 | KUAKINI CHEVRON FOODMART | 76-274 LAKO ST | Kailua-Kona | HI | 96745 | EASLEY CORPORATION | P.O. BOX 879 | Kailua-Kona | HI | 96745 | 2b | 2009-09-01 | Currently In Use |  | 5000 | Diesel
9-602710 | KUAKINI CHEVRON FOODMART | 76-274 LAKO ST | Kailua-Kona | HI | 96745 | EASLEY CORPORATION | P.O. BOX 879 | Kailua-Kona | HI | 96745 | 1 | 2009-09-01 | Currently In Use |  | 12000 | Gasoline
9-602710 | KUAKINI CHEVRON FOODMART | 76-274 LAKO ST | Kailua-Kona | HI | 96745 | EASLEY CORPORATION | P.O. BOX 879 | Kailua-Kona | HI | 96745 | r-92 | 1989-10-30 | Permanently out of Use | 2009-08-20 | 10000 | Gasoline
9-602710 | KUAKINI CHEVRON FOODMART | 76-274 LAKO ST | Kailua-Kona | HI | 96745 | EASLEY CORPORATION | P.O. BOX 879 | Kailua-Kona | HI | 96745 | r-87 | 1989-10-30 | Permanently out of Use | 2009-08-20 | 10000 | Gasoline
9-602710 | KUAKINI CHEVRON FOODMART | 76-274 LAKO ST | Kailua-Kona | HI | 96745 | EASLEY CORPORATION | P.O. BOX 879 | Kailua-Kona | HI | 96745 | r-diesel | 1989-10-30 | Permanently out of Use | 2009-08-20 | 10000 | Diesel
9-602710 | KUAKINI CHEVRON FOODMART | 76-274 LAKO ST | Kailua-Kona | HI | 96745 | EASLEY CORPORATION | P.O. Box 879 | Kailua-Kona | HI | 96745 | r-92 | 1989-10-30 | Permanently out of Use | 2009-08-20 | 10000 | Gasoline
9-602710 | KUAKINI CHEVRON FOODMART | 76-274 LAKO ST | Kailua-Kona | HI | 96745 | EASLEY CORPORATION | P.O. Box 879 | Kailua-Kona | HI | 96745 | 1 | 2009-09-01 | Currently In Use |  | 12000 | Gasoline
9-602710 | KUAKINI CHEVRON FOODMART | 76-274 LAKO ST | Kailua-Kona | HI | 96745 | EASLEY CORPORATION | P.O. Box 879 | Kailua-Kona | HI | 96745 | r-87 | 1989-10-30 | Permanently out of Use | 2009-08-20 | 10000 | Gasoline
9-602710 | KUAKINI CHEVRON FOODMART | 76-274 LAKO ST | Kailua-Kona | HI | 96745 | EASLEY CORPORATION | P.O. Box 879 | Kailua-Kona | HI | 96745 | 2b | 2009-09-01 | Currently In Use |  | 5000 | Diesel
9-602710 | KUAKINI CHEVRON FOODMART | 76-274 LAKO ST | Kailua-Kona | HI | 96745 | EASLEY CORPORATION | P.O. Box 879 | Kailua-Kona | HI | 96745 | r-diesel | 1989-10-30 | Permanently out of Use | 2009-08-20 | 10000 | Diesel
9-602710 | KUAKINI CHEVRON FOODMART | 76-274 LAKO ST | Kailua-Kona | HI | 96745 | EASLEY CORPORATION | P.O. Box 879 | Kailua-Kona | HI | 96745 | 2a | 2009-09-01 | Currently In Use |  | 8000 | Gasoline
9-601657 | MINIT STOP LEILANI | 763 LEILANI ST | Hilo | HI | 96720 | HAwaii Petroleum Inc | 16 Railroad Ave., Suite 202 | Hilo | HI | 96720 | R-3 | 1980-04-17 | Permanently Out of Use | 1986-12-01 | 4000 | Gasoline
9-601657 | MINIT STOP LEILANI | 763 LEILANI ST | Hilo | HI | 96720 | HAwaii Petroleum Inc | 16 Railroad Ave., Suite 202 | Hilo | HI | 96720 | R-1 | 1980-04-17 | Permanently Out of Use | 1986-12-01 | 10000 | Gasoline
9-601657 | MINIT STOP LEILANI | 763 LEILANI ST | Hilo | HI | 96720 | HAwaii Petroleum Inc | 16 Railroad Ave., Suite 202 | Hilo | HI | 96720 | R-2 | 1980-04-17 | Permanently Out of Use | 1986-12-01 | 4000 | Gasoline
9-601657 | MINIT STOP LEILANI | 763 LEILANI ST | Hilo | HI | 96720 | HAwaii Petroleum Inc | 16 Railroad Ave., Suite 202 | Hilo | HI | 96720 | 92 | 1997-12-01 | Currently In Use |  | 4000 | Gasoline
9-601657 | MINIT STOP LEILANI | 763 LEILANI ST | Hilo | HI | 96720 | HAwaii Petroleum Inc | 16 Railroad Ave., Suite 202 | Hilo | HI | 96720 | 87 | 1997-12-01 | Currently In Use |  | 6000 | Gasoline
9-100934 | HAWAII STEVEDORES - MAINTENANCE Yard | 765 N. Nimitz Hwy | Honolulu | HI | 96819 | HAWAII STEVEDORES, INC. | 965 N. Nimitz Hwy | Honolulu | HI | 96819 | R-2 | 1981-05-08 | Permanently Out of Use | 1993-02-16 | 1500 | Diesel
9-100934 | HAWAII STEVEDORES - MAINTENANCE Yard | 765 N. Nimitz Hwy | Honolulu | HI | 96819 | HAWAII STEVEDORES, INC. | 965 N. Nimitz Hwy | Honolulu | HI | 96819 | R-1 | 1981-05-08 | Permanently Out of Use | 1993-02-16 | 1000 | Gasoline
9-600565 | HOLUALOA CENTRAL OFFICE | 76-5971 N KONA BELT RD | Holualoa | HI | 96725 | VERIZON HAWAII | 1177 BISHOP ST. P.O. BOX 2200 Hon.HI 96841 | Holualoa | HI | 96725 | R-1 | 1967-07-02 | Permanently Out of Use | 1993-07-02 | 285 | Gasoline
9-601660 | PANGOLA | 76-6036 MAMALAHOA HWY | Holualoa | HI | 96725 | PANGOLA | 76-6036 MAMALAHOA HWY | Holualoa | HI | 96725 | R-002 |  | Permanently Out of Use | 1989-07-31 | 285 | Gasoline
9-601660 | PANGOLA | 76-6036 MAMALAHOA HWY | Holualoa | HI | 96725 | PANGOLA | 76-6036 MAMALAHOA HWY | Holualoa | HI | 96725 | R-001 |  | Permanently Out of Use | 1989-07-31 | 550 | Gasoline
9-601761 | JACK KOBAYASHI (DECEASED) | 76-6265A ALII DR | Kailua-Kona | HI | 96740 | JACK KOBAYASHI (DECEASED) | P.O. BOX 465 | Kailua-Kona | HI | 96740 | R-1 | 1971-05-30 | Permanently Out of Use | 1991-08-29 | 500 | Gasoline
9-100510 | KOKO HEAD CENTRAL OFFICE | 7664 HAWAII KAI DR | Honolulu | HI | 96825 | Hawaiian Telcom | P.O. Box 2200 | Honolulu | HI | 96825 | M-1 | 1996-09-03 | Currently In Use |  | 600 | Diesel
9-100510 | KOKO HEAD CENTRAL OFFICE | 7664 HAWAII KAI DR | Honolulu | HI | 96825 | Hawaiian Telcom | P.O. Box 2200 | Honolulu | HI | 96825 | R-M-2 | 1967-02-08 | Permanently Out of Use | 1994-08-08 | 285 | Diesel
9-100510 | KOKO HEAD CENTRAL OFFICE | 7664 HAWAII KAI DR | Honolulu | HI | 96825 | Hawaiian Telcom | P.O. Box 2200 | Honolulu | HI | 96825 | R-M-1 | 1979-03-08 | Permanently Out of Use | 1996-07-12 | 550 | Diesel
9-102671 | FULLER O'BRIEN PAINT | 770 ALA MOANA BLVD | Honolulu | HI | 96813 | KamehaMEHA Schools | 567 South King Street, Suite 200 | Honolulu | HI | 96813 | R-3 |  | Permanently Out of Use | 1994-02-17 | 1000 | Unknown
9-102671 | FULLER O'BRIEN PAINT | 770 ALA MOANA BLVD | Honolulu | HI | 96813 | KamehaMEHA Schools | 567 South King Street, Suite 200 | Honolulu | HI | 96813 | R-2 | 1965-12-30 | Permanently Out of Use | 1985-12-01 | 1000 | Other
9-102671 | FULLER O'BRIEN PAINT | 770 ALA MOANA BLVD | Honolulu | HI | 96813 | KamehaMEHA Schools | 567 South King Street, Suite 200 | Honolulu | HI | 96813 | R-1 | 1965-12-30 | Permanently Out of Use | 1985-12-01 | 1000 | Gasoline
9-601641 | RALPH'S 76 INC. | 770 KINOOLE ST | Hilo | HI | 96720 | RALPH'S 76 INC. | 770 KINOOLE ST | Hilo | HI | 96720 | r-1 | 1966-05-05 | Permanently Out of Use | 1998-03-20 | 5000 | Gasoline
9-601641 | RALPH'S 76 INC. | 770 KINOOLE ST | Hilo | HI | 96720 | RALPH'S 76 INC. | 770 KINOOLE ST | Hilo | HI | 96720 | R-3 | 1966-05-05 | Permanently Out of Use | 1998-03-20 | 3000 | Gasoline
9-601641 | RALPH'S 76 INC. | 770 KINOOLE ST | Hilo | HI | 96720 | RALPH'S 76 INC. | 770 KINOOLE ST | Hilo | HI | 96720 | R-2 | 1966-05-05 | Permanently Out of Use | 1998-03-20 | 3000 | Gasoline
9-601641 | RALPH'S 76 INC. | 770 KINOOLE ST | Hilo | HI | 96720 | RALPH'S 76 INC. | 770 KINOOLE ST | Hilo | HI | 96720 | R-4 | 1966-05-05 | Permanently Out of Use | 1998-03-20 | 550 | Used Oil
9-101438 | PACIFIC FENCE, INC. | 770 MAPUNAPUNA ST | Honolulu | HI | 96819 | PACIFIC FENCE, INC. | 770 MAPUNAPUNA St | Honolulu | HI | 96819 | R-1 | 1971-04-15 | Permanently Out of Use | 1993-11-20 | 1000 | Gasoline
9-201843 | WAHIAWA ARMORY (SUBMATES) - OMS 2 | 77-230 KAMEHAMEHA HWY | Schofield Barracks | HI | 96786 | STATE DOD - ARMY NATIONAL GUARD | 3949 DIAMOND HEAD ROAD | Schofield Barracks | HI | 96786 | R-2 | 1974-05-07 | Permanently Out of Use | 1998-01-29 | 1500 | Diesel
9-201843 | WAHIAWA ARMORY (SUBMATES) - OMS 2 | 77-230 KAMEHAMEHA HWY | Schofield Barracks | HI | 96786 | STATE DOD - ARMY NATIONAL GUARD | 3949 DIAMOND HEAD ROAD | Schofield Barracks | HI | 96786 | R-1 | 1960-05-07 | Permanently Out of Use | 1990-08-30 | 1000 | Gasoline
9-601133 | KHI Inc. dba BAYSIDE CHEVRON | 774 KAMEHAMEHA AVE | Hilo | HI | 96720 | KHI dba Bayside Chevron | 774 Kamehameha Ave | Hilo | HI | 96720 | 1 | 1983-08-21 | Currently In Use |  | 10000 | Gasoline
9-601133 | KHI Inc. dba BAYSIDE CHEVRON | 774 KAMEHAMEHA AVE | Hilo | HI | 96720 | KHI dba Bayside Chevron | 774 Kamehameha Ave | Hilo | HI | 96720 | 2 | 1983-08-21 | Currently In Use |  | 10000 | Gasohol
9-601133 | KHI Inc. dba BAYSIDE CHEVRON | 774 KAMEHAMEHA AVE | Hilo | HI | 96720 | KHI dba Bayside Chevron | 774 Kamehameha Ave | Hilo | HI | 96720 | 3 | 1983-08-21 | Currently In Use |  | 10000 | Gasohol
9-601133 | KHI Inc. dba BAYSIDE CHEVRON | 774 KAMEHAMEHA AVE | Hilo | HI | 96720 | KHI dba Bayside Chevron | 774 Kamehameha Ave | Hilo | HI | 96720 | R-005 | 1969-08-20 | Permanently Out of Use | 1983-09-01 | 1000 | Used Oil
9-601133 | KHI Inc. dba BAYSIDE CHEVRON | 774 KAMEHAMEHA AVE | Hilo | HI | 96720 | KHI dba Bayside Chevron | 774 Kamehameha Ave | Hilo | HI | 96720 | R-4 | 1983-08-21 | Permanently Out of Use | 1997-04-03 | 1000 | Used Oil
9-501737 | STANELY-KOPKE PARTNERS | 775 LOWER MAIN ST | Kahului | HI | 96732 | STANELY-KOPKE PARTNERS | 1001 DILLINGHAM BLVE, STE 208 | Kahului | HI | 96732 | R-1 | 1983-12-30 | Permanently Out of Use | 1993-06-29 | 2000 | Gasoline
9-200165 | ALL POOL & SPA | 776 KAILUA RD | Kailua | HI | 96734 | ALL POOL & SPA | 776 KAILUA RD | Kailua | HI | 96734 | R-1 | 1976-03-18 | Permanently Out of Use | 1990-02-23 | 1000 | Gasoline
9-103885 | Pflueger Acura | 777 Ala Moana Blvd | Honolulu | HI | 96814 | KamehaMEHA Schools | 567 South King Street, Suite 200 | Honolulu | HI | 96814 | r-1 |  | Permanently out of Use | 2009-12-21 | 1000 | Used Oil
9-103885 | Pflueger Acura | 777 Ala Moana Blvd | Honolulu | HI | 96814 | KamehaMEHA Schools | 567 South King Street, Suite 200 | Honolulu | HI | 96814 | r-2 | 1978-04-01 | Permanently out of Use | 2010-04-28 | 750 | Gasoline
9-201252 | PEARL CITY Foodmart 95318 | 777 KAMEHAMEHA HWY | Pearl City | HI | 96782 | CHEVRON PRODUCTS COMPANY | Attn Permit Desk PO Box 6004 | Pearl City | HI | 96782 | 92 | 1982-04-17 | Currently In Use |  | 10000 | Gasoline
9-201252 | PEARL CITY Foodmart 95318 | 777 KAMEHAMEHA HWY | Pearl City | HI | 96782 | CHEVRON PRODUCTS COMPANY | 91-480 Malakole St | Pearl City | HI | 96782 | 92 | 1982-04-17 | Currently In Use |  | 10000 | Gasoline
9-201252 | PEARL CITY Foodmart 95318 | 777 KAMEHAMEHA HWY | Pearl City | HI | 96782 | CHEVRON PRODUCTS COMPANY | 91-480 Malakole St | Pearl City | HI | 96782 | diesel | 1982-04-17 | Currently In Use |  | 10000 | Diesel
9-201252 | PEARL CITY Foodmart 95318 | 777 KAMEHAMEHA HWY | Pearl City | HI | 96782 | CHEVRON PRODUCTS COMPANY | Attn Permit Desk PO Box 6004 | Pearl City | HI | 96782 | diesel | 1982-04-17 | Currently In Use |  | 10000 | Diesel
9-201252 | PEARL CITY Foodmart 95318 | 777 KAMEHAMEHA HWY | Pearl City | HI | 96782 | CHEVRON PRODUCTS COMPANY | Attn Permit Desk PO Box 6004 | Pearl City | HI | 96782 | 87 | 1982-04-17 | Currently In Use |  | 10000 | Gasoline
9-201252 | PEARL CITY Foodmart 95318 | 777 KAMEHAMEHA HWY | Pearl City | HI | 96782 | CHEVRON PRODUCTS COMPANY | 91-480 Malakole St | Pearl City | HI | 96782 | 87 | 1982-04-17 | Currently In Use |  | 10000 | Gasoline
9-103508 | CHUEI SHOKO | 777 KAPIOLANI BLVD | Honolulu | HI | 96815 | SHELTON INVESTMENTS | 1075 S BERETANIA ST. | Honolulu | HI | 96815 | R-4 |  | Permanently Out of Use |  | 5000 | Gasoline
9-103508 | CHUEI SHOKO | 777 KAPIOLANI BLVD | Honolulu | HI | 96815 | SHELTON INVESTMENTS | 1075 S BERETANIA ST. | Honolulu | HI | 96815 | R-3 |  | Permanently Out of Use |  | 5000 | Gasoline
9-103508 | CHUEI SHOKO | 777 KAPIOLANI BLVD | Honolulu | HI | 96815 | SHELTON INVESTMENTS | 1075 S BERETANIA ST. | Honolulu | HI | 96815 | R-1 |  | Permanently Out of Use |  | 5000 | Gasoline
9-103508 | CHUEI SHOKO | 777 KAPIOLANI BLVD | Honolulu | HI | 96815 | SHELTON INVESTMENTS | 1075 S BERETANIA ST. | Honolulu | HI | 96815 | R-2 |  | Permanently Out of Use |  | 5000 | Gasoline
9-600456 | J C PENNEY CO., INC. | 777 KILAUEA AVE | Hilo | HI | 96720 | J.C. PENNEY | P.O. BOX 10001 | Hilo | HI | 96720 | r-5 |  | Permanently out of Use | 2005-05-01 | 500 | Diesel
9-600456 | J C PENNEY CO., INC. | 777 KILAUEA AVE | Hilo | HI | 96720 | J.C. PENNEY | P.O. BOX 10001 | Hilo | HI | 96720 | R-1 | 1974-03-30 | Permanently Out of Use | 1992-03-10 | 10000 | Gasoline
9-600456 | J C PENNEY CO., INC. | 777 KILAUEA AVE | Hilo | HI | 96720 | J.C. PENNEY | P.O. BOX 10001 | Hilo | HI | 96720 | R-2 | 1974-03-30 | Permanently Out of Use | 1992-03-10 | 10000 | Gasoline
9-600456 | J C PENNEY CO., INC. | 777 KILAUEA AVE | Hilo | HI | 96720 | J.C. PENNEY | P.O. BOX 10001 | Hilo | HI | 96720 | R-4 | 1974-03-26 | Permanently Out of Use | 1992-03-11 | 500 | Used Oil
9-600456 | J C PENNEY CO., INC. | 777 KILAUEA AVE | Hilo | HI | 96720 | J.C. PENNEY | P.O. BOX 10001 | Hilo | HI | 96720 | R-3 | 1974-03-26 | Permanently Out of Use | 1992-03-10 | 10000 | Gasoline
9-103481 | KAAHUMANU HALE | 777 PUNCHBOWL ST | Honolulu | HI | 96813 | STATE OF HAWAII JUCICIARY | 417 S. KING ST | Honolulu | HI | 96813 | R-1 |  | Permanently Out of Use | 1999-08-18 | 250 | Diesel
9-602517 | KONA SURF RESORT | 78-128 EHUKAI ST | Kailua-Kona | HI | 96740 | WBR Tenant Corporation dba Waikiki Beach Marriott | 2550 Kalakaua AVe | Kailua-Kona | HI | 96740 | R-1 |  | Permanently Out of Use | 1998-11-18 | 1000 | Gasoline
9-603019 | HEEIA WASTEWATER TREATMENT PLANT | 78-257 MANUKAI ST | Kailua-Kona | HI | 96740 | KEAUHOU COMMUNITY SERVICES, INC | 78-6740 Makolea St | Kailua-Kona | HI | 96740 | M-1 | 1992-04-01 | Currently in Use |  | 6000 | Diesel
9-602225 | KAHALUU BEACH PARK SPS | 78-6725 ALII DR | Keauhou | HI | 96740 | COUNTY OF HAWAII - DEPT OF PUBLIC WORKS | 25 AUPUNI ST, RM 202 | Keauhou | HI | 96740 | R-1 | 1981-01-01 | Permanently Out of Use | 1993-08-18 | 280 | Diesel
9-601630 | KAMEHAMEHA INVESTMENT CORP. | 78-6740 MAKOLEA ST | Kailua-Kona | HI | 96740 | KAMEHAMEHA INVESTMENT CORP. | 78-6831 ALII DRIVE, SUITE 234 | Kailua-Kona | HI | 96740 | R-3-HO'I |  | Permanently Out of Use | 1992-03-13 |  | Diesel
9-601630 | KAMEHAMEHA INVESTMENT CORP. | 78-6740 MAKOLEA ST | Kailua-Kona | HI | 96740 | KAMEHAMEHA INVESTMENT CORP. | 78-6831 ALII DRIVE, SUITE 234 | Kailua-Kona | HI | 96740 | R-1-NURSERY |  | Permanently Out of Use | 1999-01-06 | 530 | Gasoline
9-601630 | KAMEHAMEHA INVESTMENT CORP. | 78-6740 MAKOLEA ST | Kailua-Kona | HI | 96740 | KAMEHAMEHA INVESTMENT CORP. | 78-6831 ALII DRIVE, SUITE 234 | Kailua-Kona | HI | 96740 | R-2-HEEIA |  | Permanently Out of Use | 1988-05-23 |  | Gasoline
9-602427 | AIM Keauhou | 78-6831 ALII DR #100 | Kailua-Kona | HI | 96739 | ALOHA PETROLEUM, LTD. | 1132 BISHOP STREET, SUITE 1700 | Kailua-Kona | HI | 96739 | 1b | 2010-03-22 | Currently in Use |  | 3800 | Diesel
9-602427 | AIM Keauhou | 78-6831 ALII DR #100 | Kailua-Kona | HI | 96739 | ALOHA PETROLEUM, LTD. | 1132 BISHOP STREET, SUITE 1700 | Kailua-Kona | HI | 96739 | 2a | 2010-03-22 | Currently in Use |  | 7000 | Gasohol
9-602427 | AIM Keauhou | 78-6831 ALII DR #100 | Kailua-Kona | HI | 96739 | ALOHA PETROLEUM, LTD. | 1132 BISHOP STREET, SUITE 1700 | Kailua-Kona | HI | 96739 | 2b | 2010-03-22 | Currently in Use |  | 6800 | Gasoline
9-602427 | AIM Keauhou | 78-6831 ALII DR #100 | Kailua-Kona | HI | 96739 | ALOHA PETROLEUM, LTD. | 1132 BISHOP STREET, SUITE 1700 | Kailua-Kona | HI | 96739 | 1a | 2010-03-22 | Currently in Use |  | 10000 | Gasohol
9-602427 | AIM Keauhou | 78-6831 ALII DR #100 | Kailua-Kona | HI | 96739 | ALOHA PETROLEUM, LTD. | 1132 BISHOP STREET, SUITE 1700 | Kailua-Kona | HI | 96739 | r-87 | 1988-05-15 | Permanently out of Use | 2010-03-11 | 10000 | Gasoline
9-602427 | AIM Keauhou | 78-6831 ALII DR #100 | Kailua-Kona | HI | 96739 | ALOHA PETROLEUM, LTD. | 1132 BISHOP STREET, SUITE 1700 | Kailua-Kona | HI | 96739 | r-87 | 1988-05-15 | Permanently out of Use | 2010-03-11 | 6000 | Gasoline
9-602427 | AIM Keauhou | 78-6831 ALII DR #100 | Kailua-Kona | HI | 96739 | ALOHA PETROLEUM, LTD. | 1132 BISHOP STREET, SUITE 1700 | Kailua-Kona | HI | 96739 | r-4 | 1988-05-31 | Permanently out of Use | 2010-03-11 | 4000 | Diesel
9-602427 | AIM Keauhou | 78-6831 ALII DR #100 | Kailua-Kona | HI | 96739 | ALOHA PETROLEUM, LTD. | 1132 BISHOP STREET, SUITE 1700 | Kailua-Kona | HI | 96739 | r-92 | 1988-05-15 | Permanently out of Use | 2010-03-11 | 10000 | Gasoline
9-601797 | KONA COUNTRY CLUB | 78-7000 ALII DR | Kailua-Kona | HI | 96740 | KONA COUNTRY CLUB | 78-7000 ALII DRIVE | Kailua-Kona | HI | 96740 | R-1 | 1962-12-31 | Permanently Out of Use | 1998-07-08 | 1000 | Gasoline
9-601797 | KONA COUNTRY CLUB | 78-7000 ALII DR | Kailua-Kona | HI | 96740 | KONA COUNTRY CLUB | 78-7000 ALII DRIVE | Kailua-Kona | HI | 96740 | R-2 | 1966-12-31 | Permanently Out of Use | 1998-12-01 | 1000 | Gasoline
9-601797 | KONA COUNTRY CLUB | 78-7000 ALII DR | Kailua-Kona | HI | 96740 | KONA COUNTRY CLUB | 78-7000 ALII DRIVE | Kailua-Kona | HI | 96740 | R-3 | 1966-12-31 | Permanently Out of Use | 1998-12-01 | 500 | Diesel
9-602698 | KEAUHOU STORE | 78-7010 MAMALAHOA HWY | Holualoa | HI | 96725 | CHARLES R. SASAKI | KEAUHOU STORE / 78-7010 MAMALAHOA HWY | Holualoa | HI | 96725 | R-1 | 1950-01-01 | Permanently Out of Use | 1992-08-31 | 550 | Gasoline
9-602698 | KEAUHOU STORE | 78-7010 MAMALAHOA HWY | Holualoa | HI | 96725 | CHARLES R. SASAKI | KEAUHOU STORE / 78-7010 MAMALAHOA HWY | Holualoa | HI | 96725 | R-2 | 1950-01-01 | Permanently Out of Use | 1992-08-31 | 550 | Gasoline
9-102752 | SCAN LINE BUILDING | 788 S KING ST | Honolulu | HI | 96800 | SCAN LINE BUILDING | 788 S KING ST | Honolulu | HI | 96800 | R-3 |  | Permanently Out of Use | 1993-07-27 |  | Other
9-102752 | SCAN LINE BUILDING | 788 S KING ST | Honolulu | HI | 96800 | SCAN LINE BUILDING | 788 S KING ST | Honolulu | HI | 96800 | R-1 |  | Permanently Out of Use | 1993-07-27 |  | Other
9-102752 | SCAN LINE BUILDING | 788 S KING ST | Honolulu | HI | 96800 | SCAN LINE BUILDING | 788 S KING ST | Honolulu | HI | 96800 | R-2 |  | Permanently Out of Use | 1993-07-27 |  | Other
9-101355 | HONOLULU SHELL PLANT | 789 N NIMITZ HWY | Honolulu | HI | 96817 | SHELL OIL COMPANY | 789 NIMITZ HWY | Honolulu | HI | 96817 | R-A | 1981-03-27 | Permanently Out of Use | 1990-04-05 | 4000 | Gasoline
9-101355 | HONOLULU SHELL PLANT | 789 N NIMITZ HWY | Honolulu | HI | 96817 | SHELL OIL COMPANY | 789 NIMITZ HWY | Honolulu | HI | 96817 | R-B | 1961-03-27 | Permanently Out of Use | 1990-03-27 | 3000 | Gasoline
9-101355 | HONOLULU SHELL PLANT | 789 N NIMITZ HWY | Honolulu | HI | 96817 | EQUILON ENTERPRISES, LLC DBA SHELL OIL PRODUCTS US | 2555 13TH AVE, SW | Honolulu | HI | 96817 | R-B | 1961-03-27 | Permanently Out of Use | 1990-03-27 | 3000 | Gasoline
9-101355 | HONOLULU SHELL PLANT | 789 N NIMITZ HWY | Honolulu | HI | 96817 | EQUILON ENTERPRISES, LLC DBA SHELL OIL PRODUCTS US | 2555 13TH AVE, SW | Honolulu | HI | 96817 | R-A | 1981-03-27 | Permanently Out of Use | 1990-04-05 | 4000 | Gasoline
9-600577 | KEAUHOU CENTRAL OFFICE | 78-981 Kalelei St | Kailua-Kona | HI | 96740 | Hawaiian Telcom | P.O. Box 2200 | Kailua-Kona | HI | 96740 | M-1 | 1996-08-21 | Currently In Use |  | 600 | Diesel
9-600577 | KEAUHOU CENTRAL OFFICE | 78-981 Kalelei St | Kailua-Kona | HI | 96740 | Hawaiian Telcom | P.O. Box 2200 | Kailua-Kona | HI | 96740 | R-M-1 | 1970-05-07 | Permanently Out of Use | 1996-08-05 | 300 | Diesel
9-200145 | PEARL CITY WASTEWATER PUMP STATION | 790 LEHUA AVE | Pearl City | HI | 96782 | C&C of Honolulu Dept of Environmental Services | 1000 Uluohia Street, Suite 308 | Pearl City | HI | 96782 | R-M-1 | 1976-05-07 | Permanently Out of Use | 1993-01-08 | 12000 | Diesel
9-200145 | PEARL CITY WASTEWATER PUMP STATION | 790 LEHUA AVE | Pearl City | HI | 96782 | C&C of Honolulu Dept of Environmental Services | 1000 Uluohia Street, Suite 308 | Pearl City | HI | 96782 | M-1 | 1993-08-01 | Currently in Use |  | 12000 | Diesel
9-600714 | PAULEY PETROLEUM | 794 KALANIANAOLE AVE | Hilo | HI | 96720 | PAULEY PETROLEUM | 10,000 SANTA MONICA BLVD | Hilo | HI | 96720 | R-1 | 1961-04-09 | Permanently Out of Use | 1989-06-30 | 3000 | Diesel
9-101548 | HONOLULU ASPHALT PLANT | 795 N NIMITZ HWY | Honolulu | HI | 96817 | SHELL OIL COMPANY | 789 NIMITZ HWY | Honolulu | HI | 96817 | R-B | 1975-03-28 | Permanently Out of Use | 1973-12-01 | 10000 | Hazardous Substance
9-100636 | PAULEY PETROLEUM, INC. | 795 N NIMITZ HWY | Honolulu | HI | 96817 | PAULEY PETROLEUM | 10,000 SANTA MONICA BLVD | Honolulu | HI | 96817 | R-001 | 1961-04-09 | Permanently Out of Use | 1988-11-01 | 4000 | Diesel
9-100636 | PAULEY PETROLEUM, INC. | 795 N NIMITZ HWY | Honolulu | HI | 96817 | PAULEY PETROLEUM | 10,000 SANTA MONICA BLVD | Honolulu | HI | 96817 | R-002 | 1961-04-09 | Permanently Out of Use | 1988-11-01 | 2000 | Diesel
9-101548 | HONOLULU ASPHALT PLANT | 795 N NIMITZ HWY | Honolulu | HI | 96817 | SHELL OIL COMPANY | 789 NIMITZ HWY | Honolulu | HI | 96817 | R-A | 1973-03-27 | Permanently Out of Use | 1973-12-01 | 15000 | Hazardous Substance
9-603430 | HANATO'S REPAIR SHOP | 79-7252 MALALAHOA HWY | Kealakekua | HI | 96750 | HANATO'S REPAIR SHOP | 79-7252 MAMALAHOA HWY P.O. BOX 189 | Kealakekua | HI | 96750 | R-1 | 1980-09-12 | Permanently Out of Use | 1998-12-07 | 500 | Gasoline
9-603430 | HANATO'S REPAIR SHOP | 79-7252 MALALAHOA HWY | Kealakekua | HI | 96750 | HANATO'S REPAIR SHOP | 79-7252 MAMALAHOA HWY P.O. BOX 189 | Kealakekua | HI | 96750 | R-2 | 1980-09-12 | Permanently Out of Use | 1998-12-10 | 1000 | Diesel
9-601786 | HONALO SHELL | 79-7257 MAMALAHOA HWY | Honalo | HI | 96750 | ALOHA PETROLEUM, LTD. | 1132 BISHOP STREET, SUITE 1700 | Honalo | HI | 96750 | 2 | 1988-11-30 | Currently In Use |  | 10000 | Diesel
9-601786 | HONALO SHELL | 79-7257 MAMALAHOA HWY | Honalo | HI | 96750 | ALOHA PETROLEUM, LTD. | 1132 BISHOP STREET, SUITE 1700 | Honalo | HI | 96750 | 3 | 1988-11-30 | Currently In Use |  | 10000 | Gasohol
9-601786 | HONALO SHELL | 79-7257 MAMALAHOA HWY | Honalo | HI | 96750 | ALOHA PETROLEUM, LTD. | 1132 BISHOP STREET, SUITE 1700 | Honalo | HI | 96750 | 1 | 1988-11-30 | Currently In Use |  | 10000 | Gasohol
9-600012 | HAROLD'S UNION SERVICE, INC. | 79-7387 MAMALAHOA HWY | Kainaliu | HI | 96750 | HAROLD UNION Service | P.O. BOX 1307 | Kainaliu | HI | 96750 | R-3 | 1960-04-15 | Permanently Out of Use | 1989-03-30 | 4000 | Gasoline
9-600012 | HAROLD'S UNION SERVICE, INC. | 79-7387 MAMALAHOA HWY | Kainaliu | HI | 96750 | HAROLD UNION Service | P.O. BOX 1307 | Kainaliu | HI | 96750 | 1 | 1989-04-15 | Temporarily out of Use |  | 10000 | Gasoline
9-600012 | HAROLD'S UNION SERVICE, INC. | 79-7387 MAMALAHOA HWY | Kainaliu | HI | 96750 | HAROLD UNION Service | P.O. BOX 1307 | Kainaliu | HI | 96750 | R-2 | 1960-04-15 | Permanently Out of Use | 1989-03-30 | 4000 | Gasoline
9-600012 | HAROLD'S UNION SERVICE, INC. | 79-7387 MAMALAHOA HWY | Kainaliu | HI | 96750 | HAROLD UNION Service | P.O. BOX 1307 | Kainaliu | HI | 96750 | R-1 | 1960-04-15 | Permanently Out of Use | 1989-03-30 | 4000 | Gasoline
9-600012 | HAROLD'S UNION SERVICE, INC. | 79-7387 MAMALAHOA HWY | Kainaliu | HI | 96750 | HAROLD UNION Service | P.O. BOX 1307 | Kainaliu | HI | 96750 | 2 | 1989-04-15 | Temporarily out of Use |  | 10000 | Gasoline
9-600720 | HERBERT'S SERVICE STATION | 79-7606 MAMALAHOA HWY | Kealakekua | HI | 96750 | GENE USHIRODA | P.O. BOX 184 | Kealakekua | HI | 96750 | R-2 | 1958-05-01 | Permanently Out of Use | 1994-06-23 | 550 | Gasoline
9-600720 | HERBERT'S SERVICE STATION | 79-7606 MAMALAHOA HWY | Kealakekua | HI | 96750 | GENE USHIRODA | P.O. BOX 184 | Kealakekua | HI | 96750 | R-1 | 1958-05-01 | Permanently Out of Use | 1994-06-23 | 550 | Gasoline
9-302217 | BOBO'S AUTO SERVICE | 80 ALA MALAMA | Kaunakakai | HI | 96748 | TOM YOSHINAGA | P.O. BOX 57 | Kaunakakai | HI | 96748 | R-1 |  | Permanently Out of Use | 1994-08-18 | 1000 | Gasoline
9-302217 | BOBO'S AUTO SERVICE | 80 ALA MALAMA | Kaunakakai | HI | 96748 | TOM YOSHINAGA | P.O. BOX 57 | Kaunakakai | HI | 96748 | R-2 | 1989-09-06 | Permanently Out of Use | 1994-08-18 | 1000 | Gasoline
9-501882 | VIP CAR RENTAL | 80 KAAHUMANU AVE | Kahului | HI | 96732 | A & B PROPERTIES, INC. |  | Kahului | HI | 96732 | R-1 |  | Permanently Out of Use | 1997-01-23 | 1000 | Gasoline
9-102747 | AIRPORT LAGOON DRIVE (PMID 543103) | 80 LAGOON DR | Honolulu | HI | 96800 | ALAMO RENT A CAR | KEAHOLE U DRIVE BASEYARD LOT 002115A | Honolulu | HI | 96800 | R-1 |  | Permanently Out of Use | 1992-10-29 | 8500 | Gasoline
9-102747 | AIRPORT LAGOON DRIVE (PMID 543103) | 80 LAGOON DR | Honolulu | HI | 96800 | ALAMO RENT A CAR | KEAHOLE U DRIVE BASEYARD LOT 002115A | Honolulu | HI | 96800 | R-2 |  | Permanently Out of Use | 1992-10-29 | 4800 | Gasoline
9-102747 | AIRPORT LAGOON DRIVE (PMID 543103) | 80 LAGOON DR | Honolulu | HI | 96800 | ALAMO RENT A CAR | KEAHOLE U DRIVE BASEYARD LOT 002115A | Honolulu | HI | 96800 | R-3 |  | Permanently Out of Use | 1992-10-29 | 8500 | Gasoline
9-503237 | KAISER PERMANENTE | 80 MAHALANI ST | Wailuku | HI | 96793 | KAISER PERMANENTE | 80 MAHALAHI ST | Wailuku | HI | 96793 | R-1 |  | Permanently Out of Use | 1996-10-01 | 300 | Diesel
9-100277 | McKESSON WINE & SPIRITS CO. | 80 SAND ISLAND ACCESS RD | Honolulu | HI | 96819 | McKESSON DRUG COMPANY | 80 SAND ISLAND ACCESS RD | Honolulu | HI | 96819 | R-3 | 1980-05-07 | Permanently Out of Use | 1997-09-16 | 6000 | Diesel
9-100277 | McKESSON WINE & SPIRITS CO. | 80 SAND ISLAND ACCESS RD | Honolulu | HI | 96819 | McKESSON DRUG COMPANY | 80 SAND ISLAND ACCESS RD | Honolulu | HI | 96819 | R-1 | 1980-05-07 | Permanently Out of Use | 1997-09-16 | 4000 | Gasoline
9-100277 | McKESSON WINE & SPIRITS CO. | 80 SAND ISLAND ACCESS RD | Honolulu | HI | 96819 | McKESSON DRUG COMPANY | 80 SAND ISLAND ACCESS RD | Honolulu | HI | 96819 | R-2 | 1980-05-07 | Permanently Out of Use | 1997-09-16 | 4000 | Gasoline
9-100911 | CUTTER MOTOR CARS, INC | 800 ALA MOANA BLVD | Honolulu | HI | 96813 | CUTTER MOTOR CARS, LTD | 800 ALA MOANA BLVd | Honolulu | HI | 96813 | R-25 | 1965-05-05 | Permanently Out of Use | 1990-05-30 | 4000 | Gasoline
9-100911 | CUTTER MOTOR CARS, INC | 800 ALA MOANA BLVD | Honolulu | HI | 96813 | CUTTER MOTOR CARS, LTD | 800 ALA MOANA BLVd | Honolulu | HI | 96813 | R-27 | 1960-05-05 | Permanently Out of Use | 1990-05-30 | 1000 | Gasoline
9-100911 | CUTTER MOTOR CARS, INC | 800 ALA MOANA BLVD | Honolulu | HI | 96813 | CUTTER MOTOR CARS, LTD | 800 ALA MOANA BLVd | Honolulu | HI | 96813 | 26 | 1990-06-19 | Currently in Use |  | 550 | Used Oil
9-100911 | CUTTER MOTOR CARS, INC | 800 ALA MOANA BLVD | Honolulu | HI | 96813 | CUTTER MOTOR CARS, LTD | 800 ALA MOANA BLVd | Honolulu | HI | 96813 | R-26 | 1966-05-05 | Permanently Out of Use | 1990-05-30 | 500 | Used Oil
9-601319 | KENT NAKAMARU | 800 FT OFF MAMALAHOA HWY | Keauhou | HI | 96740 | KENT NAKAMARU | P.O. BOX 750 | Keauhou | HI | 96740 | R-1 | 1978-05-05 | Permanently Out of Use | 1999-01-18 | 550 | Gasoline
9-100813 | BANK OF HAWAII ANNEX | 800 NUUANU AVE | Honolulu | HI | 96813 | BANK OF HAWAII | 130 MERCHANT ST | Honolulu | HI | 96813 | R-1 | 1972-03-31 | Permanently Out of Use | 1997-10-20 | 1000 | Diesel
9-500388 | JAPO I. YOKOYAMA BDG.CONTR'S INC | 801 ALUA ST | Wailuku | HI | 96793 | JAPO I. YOKOYAMA BDG.CONTR'S INC | 801 ALUA ST | Wailuku | HI | 96793 | R-1 | 1985-04-10 | Permanently Out of Use | 1994-05-24 | 2000 | Gasoline
9-100746 | DOLE IWILEI CANNERY | 801 DILLINGHAM BLVD | Honolulu | HI | 96817 | DOLE FOOD COMPANY HAWAII, INC | 1116 WHITMORE AVE | Honolulu | HI | 96817 | R-C4 | 1918-08-04 | Permanently Out of Use | 1977-01-01 | 100000 | Other
9-100746 | DOLE IWILEI CANNERY | 801 DILLINGHAM BLVD | Honolulu | HI | 96817 | DOLE FOOD COMPANY HAWAII, INC | 1116 WHITMORE AVE | Honolulu | HI | 96817 | R-C3A |  | Permanently Out of Use | 1975-12-30 | 500 | Gasoline
9-100746 | DOLE IWILEI CANNERY | 801 DILLINGHAM BLVD | Honolulu | HI | 96817 | DOLE FOOD COMPANY HAWAII, INC | 1116 WHITMORE AVE | Honolulu | HI | 96817 | R-C2 | 1984-05-07 | Permanently Out of Use | 1992-03-13 | 550 | Other
9-100746 | DOLE IWILEI CANNERY | 801 DILLINGHAM BLVD | Honolulu | HI | 96817 | DOLE FOOD COMPANY HAWAII, INC | 1116 WHITMORE AVE | Honolulu | HI | 96817 | R-C1 | 1984-05-07 | Permanently Out of Use | 1993-04-29 | 6380 | Gasoline
9-100746 | DOLE IWILEI CANNERY | 801 DILLINGHAM BLVD | Honolulu | HI | 96817 | DOLE FOOD COMPANY HAWAII, INC | 1116 WHITMORE AVE | Honolulu | HI | 96817 | R-C3B |  | Permanently Out of Use | 1975-01-01 | 500 | Gasoline
9-102591 | HOLIDAY ACTION GAS - KAHEKA | 801 KAHEKA ST | Honolulu | HI | 96814 | HOLIDAY ACTION GAS INC. | 801 KAHEKA ST | Honolulu | HI | 96814 | R-3 | 1978-01-01 | Permanently Out of Use | 1999-02-01 | 4000 | Diesel
9-102591 | HOLIDAY ACTION GAS - KAHEKA | 801 KAHEKA ST | Honolulu | HI | 96814 | HOLIDAY ACTION GAS INC. | 801 KAHEKA ST | Honolulu | HI | 96814 | R-6 |  | Permanently Out of Use | 1999-02-01 | 4000 | Gasoline
9-102591 | HOLIDAY ACTION GAS - KAHEKA | 801 KAHEKA ST | Honolulu | HI | 96814 | HOLIDAY ACTION GAS INC. | 801 KAHEKA ST | Honolulu | HI | 96814 | R-7 |  | Permanently Out of Use | 1999-02-01 | 4000 | Gasoline
9-102591 | HOLIDAY ACTION GAS - KAHEKA | 801 KAHEKA ST | Honolulu | HI | 96814 | HOLIDAY ACTION GAS INC. | 801 KAHEKA ST | Honolulu | HI | 96814 | R-1 | 1984-01-01 | Permanently Out of Use | 1999-02-01 | 10000 | Gasoline
9-102591 | HOLIDAY ACTION GAS - KAHEKA | 801 KAHEKA ST | Honolulu | HI | 96814 | HOLIDAY ACTION GAS INC. | 801 KAHEKA ST | Honolulu | HI | 96814 | R-2 | 1984-01-01 | Permanently Out of Use | 1999-02-01 | 10000 | Gasoline
9-102591 | HOLIDAY ACTION GAS - KAHEKA | 801 KAHEKA ST | Honolulu | HI | 96814 | HOLIDAY ACTION GAS INC. | 801 KAHEKA ST | Honolulu | HI | 96814 | R-8 |  | Permanently Out of Use | 1999-02-01 | 4000 | Gasoline
9-102403 | FIRESTONE STORE | 801 KAHEKA ST | Honolulu | HI | 96814 | HOLIDAY MART, INC | 801 KAHEKA ST | Honolulu | HI | 96814 | R-1 |  | Permanently Out of Use | 1992-03-23 | 550 | Used Oil
9-102591 | HOLIDAY ACTION GAS - KAHEKA | 801 KAHEKA ST | Honolulu | HI | 96814 | HOLIDAY ACTION GAS INC. | 801 KAHEKA ST | Honolulu | HI | 96814 | R-4 | 1978-01-01 | Permanently Out of Use | 1999-02-01 | 4000 | Gasoline
9-102591 | HOLIDAY ACTION GAS - KAHEKA | 801 KAHEKA ST | Honolulu | HI | 96814 | HOLIDAY ACTION GAS INC. | 801 KAHEKA ST | Honolulu | HI | 96814 | R-5 | 1978-01-01 | Permanently Out of Use | 1999-02-01 | 4000 | Gasoline
9-100290 | PACIFIC WAREHOUSE | 801 MOOWAA ST | Honolulu | HI | 96817 | SUPER EXPRESS CO., LTD. | C/O SUITE 325, 1060 YOUNG ST | Honolulu | HI | 96817 | R-2 | 1969-03-31 | Permanently Out of Use |  | 10000 | Gasoline
9-100290 | PACIFIC WAREHOUSE | 801 MOOWAA ST | Honolulu | HI | 96817 | SUPER EXPRESS CO., LTD. | C/O SUITE 325, 1060 YOUNG ST | Honolulu | HI | 96817 | R-1 | 1969-03-31 | Permanently Out of Use |  | 2000 | Diesel
9-100815 | HONOLULU POLICE DEPT | 801 S BERETANIA ST | Honolulu | HI | 96813 | C&C OF HNL - POLICE DEPT | 801 S BERETANIA ST | Honolulu | HI | 96813 | R-1A | 1987-01-01 | Permanently Out of Use | 1990-06-01 | 12000 | Diesel
9-100815 | HONOLULU POLICE DEPT | 801 S BERETANIA ST | Honolulu | HI | 96813 | C&C OF HNL - POLICE DEPT | 801 S BERETANIA ST | Honolulu | HI | 96813 | R-3A | 1987-01-01 | Permanently Out of Use | 1990-06-01 | 6000 | Gasoline
9-100815 | HONOLULU POLICE DEPT | 801 S BERETANIA ST | Honolulu | HI | 96813 | C&C OF HNL - POLICE DEPT | 801 S BERETANIA ST | Honolulu | HI | 96813 | m-4 | 1992-01-01 | Currently in Use |  | 8000 | Diesel
9-100815 | HONOLULU POLICE DEPT | 801 S BERETANIA ST | Honolulu | HI | 96813 | C&C OF HNL - POLICE DEPT | 801 S BERETANIA ST | Honolulu | HI | 96813 | 3 | 1992-02-28 | Currently in Use |  | 550 | Mixture
9-100815 | HONOLULU POLICE DEPT | 801 S BERETANIA ST | Honolulu | HI | 96813 | C&C OF HNL - POLICE DEPT | 801 S BERETANIA ST | Honolulu | HI | 96813 | 2 | 1992-02-28 | Currently in Use |  | 1000 | Used Oil
9-100815 | HONOLULU POLICE DEPT | 801 S BERETANIA ST | Honolulu | HI | 96813 | C&C OF HNL - POLICE DEPT | 801 S BERETANIA ST | Honolulu | HI | 96813 | 89 | 1992-03-30 | Temporarily out of Use |  | 12000 | Gasoline
9-100815 | HONOLULU POLICE DEPT | 801 S BERETANIA ST | Honolulu | HI | 96813 | C&C OF HNL - POLICE DEPT | 801 S BERETANIA ST | Honolulu | HI | 96813 | R-4A |  | Permanently Out of Use | 1990-06-01 | 4000 | Used Oil
9-100815 | HONOLULU POLICE DEPT | 801 S BERETANIA ST | Honolulu | HI | 96813 | C&C OF HNL - POLICE DEPT | 801 S BERETANIA ST | Honolulu | HI | 96813 | R-2A | 1987-01-01 | Permanently Out of Use | 1990-06-01 | 12000 | Diesel
9-100815 | HONOLULU POLICE DEPT | 801 S BERETANIA ST | Honolulu | HI | 96813 | C&C OF HNL - POLICE DEPT | 801 S. Beretania Street | Honolulu | HI | 96813 | 2 | 1992-02-28 | Currently in Use |  | 1000 | Used Oil
9-100815 | HONOLULU POLICE DEPT | 801 S BERETANIA ST | Honolulu | HI | 96813 | C&C OF HNL - POLICE DEPT | 801 S. Beretania Street | Honolulu | HI | 96813 | 89 | 1992-03-30 | Temporarily out of Use |  | 12000 | Gasoline
9-100815 | HONOLULU POLICE DEPT | 801 S BERETANIA ST | Honolulu | HI | 96813 | C&C OF HNL - POLICE DEPT | 801 S. Beretania Street | Honolulu | HI | 96813 | 3 | 1992-02-28 | Currently in Use |  | 550 | Mixture
9-100815 | HONOLULU POLICE DEPT | 801 S BERETANIA ST | Honolulu | HI | 96813 | C&C OF HNL - POLICE DEPT | 801 S. Beretania Street | Honolulu | HI | 96813 | R-4A |  | Permanently Out of Use | 1990-06-01 | 4000 | Used Oil
9-100815 | HONOLULU POLICE DEPT | 801 S BERETANIA ST | Honolulu | HI | 96813 | C&C OF HNL - POLICE DEPT | 801 S. Beretania Street | Honolulu | HI | 96813 | R-2A | 1987-01-01 | Permanently Out of Use | 1990-06-01 | 12000 | Diesel
9-100815 | HONOLULU POLICE DEPT | 801 S BERETANIA ST | Honolulu | HI | 96813 | C&C OF HNL - POLICE DEPT | 801 S. Beretania Street | Honolulu | HI | 96813 | m-4 | 1992-01-01 | Currently in Use |  | 8000 | Diesel
9-100815 | HONOLULU POLICE DEPT | 801 S BERETANIA ST | Honolulu | HI | 96813 | C&C OF HNL - POLICE DEPT | 801 S. Beretania Street | Honolulu | HI | 96813 | R-3A | 1987-01-01 | Permanently Out of Use | 1990-06-01 | 6000 | Gasoline
9-100815 | HONOLULU POLICE DEPT | 801 S BERETANIA ST | Honolulu | HI | 96813 | C&C OF HNL - POLICE DEPT | 801 S. Beretania Street | Honolulu | HI | 96813 | R-1A | 1987-01-01 | Permanently Out of Use | 1990-06-01 | 12000 | Diesel
9-103949 | KITV Studio | 801 S King St | Honolulu | HI | 96813 | KITV TV a Division of Hearst Television Inc. | 801 S King St | Honolulu | HI | 96813 | M-1 | 1997-12-01 | Currently in Use |  | 1000 | Diesel
9-103949 | KITV Studio | 801 S King St | Honolulu | HI | 96813 | KITV Studio | 801 S King St | Honolulu | HI | 96813 | M-1 | 1997-12-01 | Currently in Use |  | 1000 | Diesel
9-102440 | KAM'S EXPRESS, INC. | 802 MAPUNAPUNA ST | Honolulu | HI | 96819 | KAM'S EXPRESS, INC. | 802 MAPUNAPUNA St | Honolulu | HI | 96819 | R-4 | 1965-12-31 | Permanently Out of Use | 1999-10-27 | 550 | Used Oil
9-102440 | KAM'S EXPRESS, INC. | 802 MAPUNAPUNA ST | Honolulu | HI | 96819 | KAM'S EXPRESS, INC. | 802 MAPUNAPUNA St | Honolulu | HI | 96819 | R-3 | 1965-12-31 | Permanently Out of Use | 1999-10-27 | 2000 | Diesel
9-102440 | KAM'S EXPRESS, INC. | 802 MAPUNAPUNA ST | Honolulu | HI | 96819 | KAM'S EXPRESS, INC. | 802 MAPUNAPUNA St | Honolulu | HI | 96819 | R-1 | 1965-12-31 | Permanently Out of Use | 1999-10-27 | 4000 | Diesel
9-102440 | KAM'S EXPRESS, INC. | 802 MAPUNAPUNA ST | Honolulu | HI | 96819 | KAM'S EXPRESS, INC. | 802 MAPUNAPUNA St | Honolulu | HI | 96819 | R-2 | 1965-12-31 | Permanently Out of Use | 1999-10-27 | 2000 | Gasoline
9-103286 | HAWAII IRRIGATION SUPPLY CO | 803 MAPUNAPUNA ST | Honolulu | HI | 96819 | HAWAII IRRIGATION SUPPLY CO. | 803 MAPUNAPUNA ST | Honolulu | HI | 96819 | R-2 |  | Permanently Out of Use | 1997-09-03 | 5000 | Gasoline
9-103286 | HAWAII IRRIGATION SUPPLY CO | 803 MAPUNAPUNA ST | Honolulu | HI | 96819 | HAWAII IRRIGATION SUPPLY CO. | 803 MAPUNAPUNA ST | Honolulu | HI | 96819 | R-1 |  | Permanently Out of Use | 1997-09-03 | 1000 | Gasoline
9-103254 | Rakuyo Ken U.S.A. | 804 Gulick Ave | Honolulu | HI | 96819 | Rakuyo Ken U.S.A. | c/o KMJ Realty 900 Fort Street Mall, Suite 1150 | Honolulu | HI | 96819 | UST A | 1974-01-01 | Permanently Out of Use | 1996-10-22 | 1000 | Gasoline
9-103254 | Rakuyo Ken U.S.A. | 804 Gulick Ave | Honolulu | HI | 96819 | Rakuyo Ken U.S.A. | c/o KMJ Realty 900 Fort Street Mall, Suite 1150 | Honolulu | HI | 96819 | UST B | 1974-01-01 | Permanently Out of Use | 1996-10-22 | 500 | Other
9-103254 | Rakuyo Ken U.S.A. | 804 Gulick Ave | Honolulu | HI | 96819 | Rakuyo Ken U.S.A. | c/o KMJ Realty 900 Fort Street Mall, Suite 1150 | Honolulu | HI | 96819 | UST C | 1974-01-01 | Permanently Out of Use | 1996-10-22 | 500 | Other
9-203333 | YAMA'S TEXACO | 805 CALIFORNIA AVE | Wahiawa | HI | 96786 | YAMA'S TEXACO | 805 CALIFORNIA AVE | Wahiawa | HI | 96786 | R-3 |  | Permanently Out of Use | 1998-01-13 | 5000 | Gasoline
9-203333 | YAMA'S TEXACO | 805 CALIFORNIA AVE | Wahiawa | HI | 96786 | YAMA'S TEXACO | 805 CALIFORNIA AVE | Wahiawa | HI | 96786 | R-2 |  | Permanently Out of Use | 1998-01-13 | 5000 | Gasoline
9-203333 | YAMA'S TEXACO | 805 CALIFORNIA AVE | Wahiawa | HI | 96786 | YAMA'S TEXACO | 805 CALIFORNIA AVE | Wahiawa | HI | 96786 | R-1 |  | Permanently Out of Use | 1998-01-13 | 5000 | Gasoline
9-203333 | YAMA'S TEXACO | 805 CALIFORNIA AVE | Wahiawa | HI | 96786 | YAMA'S TEXACO | 805 CALIFORNIA AVE | Wahiawa | HI | 96786 | R-4 |  | Permanently Out of Use | 1998-01-13 | 550 | Used Oil
9-101330 | WENS LIFE CO., INC | 808 SHERIDAN ST | Honolulu | HI | 96814 | WENS LIFE CO., INC | 441 WALINA ST. #101 | Honolulu | HI | 96814 | R-1 | 1979-04-22 | Permanently Out of Use | 1998-01-13 | 4000 | Gasoline
9-101330 | WENS LIFE CO., INC | 808 SHERIDAN ST | Honolulu | HI | 96814 | WENS LIFE CO., INC | 441 WALINA ST. #101 | Honolulu | HI | 96814 | R-2 | 1979-04-22 | Permanently Out of Use | 1998-01-13 | 2000 | Gasoline
9-101330 | WENS LIFE CO., INC | 808 SHERIDAN ST | Honolulu | HI | 96814 | WENS LIFE CO., INC | 441 WALINA ST. #101 | Honolulu | HI | 96814 | R-4 | 1979-04-22 | Permanently Out of Use | 1998-01-13 | 500 | Other
9-101330 | WENS LIFE CO., INC | 808 SHERIDAN ST | Honolulu | HI | 96814 | WENS LIFE CO., INC | 441 WALINA ST. #101 | Honolulu | HI | 96814 | R-3 | 1979-04-22 | Permanently Out of Use | 1998-01-13 | 500 | Other
9-100891 | HAWAII FLUID SUPPLY | 809 AHUA ST | Honolulu | HI | 96819 | THEO. H. DAVIES & CO., LTD. | 841 BISHOP ST | Honolulu | HI | 96819 | R-1 | 1976-01-07 | Permanently Out of Use | 1993-06-04 | 1000 | Gasoline
9-102451 | ONE ARCHER LANE (formerly KING STREET CARWASH) | 809 S KING ST | Honolulu | HI | 96800 | SCHUBERT INDUSTRIES | P.O. BOX 3443 | Honolulu | HI | 96800 | R-3 |  | Permanently Out of Use |  | 10000 | Gasoline
9-102451 | ONE ARCHER LANE (formerly KING STREET CARWASH) | 809 S KING ST | Honolulu | HI | 96800 | SCHUBERT INDUSTRIES | P.O. BOX 3443 | Honolulu | HI | 96800 | R-2 |  | Permanently Out of Use |  | 10000 | Gasoline
9-102451 | ONE ARCHER LANE (formerly KING STREET CARWASH) | 809 S KING ST | Honolulu | HI | 96800 | SCHUBERT INDUSTRIES | P.O. BOX 3443 | Honolulu | HI | 96800 | R-1 |  | Permanently Out of Use |  | 10000 | Gasoline
9-102451 | ONE ARCHER LANE (formerly KING STREET CARWASH) | 809 S KING ST | Honolulu | HI | 96800 | SCHUBERT INDUSTRIES | P.O. BOX 3443 | Honolulu | HI | 96800 | R-4 |  | Permanently Out of Use | 1996-10-02 | 300 | Not Listed
9-100490 | TODOKI MACHINE & MARINE WORKS | 810 HALEKAUWILA ST | Honolulu | HI | 96813 | TODOKI MACHINE & MARINE WORKS | 810 HALEKAUWILA ST | Honolulu | HI | 96813 | P-1 | 1975-08-13 | Permanently Out of Use |  | 550 | Gasoline
9-100265 | KUHIO CLEANERS | 810 KAPAHULU AVE | Honolulu | HI | 96816 | MORENO ENTERPRISES, INC. | 810 KAPAHULU AVE | Honolulu | HI | 96816 | R-2 | 1976-05-05 | Permanently Out of Use |  | 1000 | Other
9-503312 | HAIKU TOWN CENTER, INC | 810 KOKOMO RD | Haiku | HI | 96708 | HAIKU TOWN CENTER, INC | 810 KOKOMO RD | Haiku | HI | 96708 | R-1 |  | Permanently Out of Use | 1997-04-04 | 560 | Gasoline
9-601309 | BIG ISLAND VEHICLE CENTER | 811 KANOELEHUA AVE | Hilo | HI | 96720 | AUTO IMPORTS OF HAWAII, INC. | 1 KEAA St | Hilo | HI | 96720 | R-1 |  | Permanently Out of Use | 1990-12-01 | 600 | Gasoline
9-601309 | BIG ISLAND VEHICLE CENTER | 811 KANOELEHUA AVE | Hilo | HI | 96720 | AUTO IMPORTS OF HAWAII, INC. | 1 KEAA St | Hilo | HI | 96720 | R-2 |  | Permanently Out of Use | 1990-12-01 | 600 | Other
9-102498 | OTS KALIHI-PALAMA BUS FACILITY | 811 MIDDLE ST | Honolulu | HI | 96819 | C&C HNL - DEPT OF TRANSPORTATION | 650 S. KING ST, 3RD FLOOR | Honolulu | HI | 96819 | UG | 1990-05-15 | Currently in Use |  | 6000 | Gasoline
9-102498 | OTS KALIHI-PALAMA BUS FACILITY | 811 MIDDLE ST | Honolulu | HI | 96819 | C&C HNL - DEPT OF TRANSPORTATION | 650 S. KING ST, 3RD FLOOR | Honolulu | HI | 96819 | DF-4 | 1990-05-15 | Currently in Use |  | 12000 | Diesel
9-102498 | OTS KALIHI-PALAMA BUS FACILITY | 811 MIDDLE ST | Honolulu | HI | 96819 | C&C HNL - DEPT OF TRANSPORTATION | 650 S. KING ST, 3RD FLOOR | Honolulu | HI | 96819 | DF-3 | 1990-05-15 | Currently in Use |  | 12000 | Diesel
9-102498 | OTS KALIHI-PALAMA BUS FACILITY | 811 MIDDLE ST | Honolulu | HI | 96819 | C&C HNL - DEPT OF TRANSPORTATION | 650 S. KING ST, 3RD FLOOR | Honolulu | HI | 96819 | DF-2 | 1990-05-15 | Currently in Use |  | 12000 | Diesel
9-102498 | OTS KALIHI-PALAMA BUS FACILITY | 811 MIDDLE ST | Honolulu | HI | 96819 | C&C HNL - DEPT OF TRANSPORTATION | 650 S. KING ST, 3RD FLOOR | Honolulu | HI | 96819 | WO-2 | 1989-06-01 | Currently in Use |  | 550 | Used Oil
9-102498 | OTS KALIHI-PALAMA BUS FACILITY | 811 MIDDLE ST | Honolulu | HI | 96819 | C&C HNL - DEPT OF TRANSPORTATION | 650 S. KING ST, 3RD FLOOR | Honolulu | HI | 96819 | DF-1 | 1990-05-15 | Currently in Use |  | 12000 | Diesel
9-102498 | OTS KALIHI-PALAMA BUS FACILITY | 811 MIDDLE ST | Honolulu | HI | 96819 | C&C HNL - DEPT OF TRANSPORTATION | 650 S. KING ST, 3RD FLOOR | Honolulu | HI | 96819 | O-2 | 1989-06-01 | Currently in Use |  | 4000 | Other
9-102498 | OTS KALIHI-PALAMA BUS FACILITY | 811 MIDDLE ST | Honolulu | HI | 96819 | C&C HNL - DEPT OF TRANSPORTATION | 650 S. KING ST, 3RD FLOOR | Honolulu | HI | 96819 | WO-1 | 1989-06-01 | Currently in Use |  | 4000 | Used Oil
9-103189 | OTS BUS UNIT REPAIR SHOP | 811 MIDDLE ST | Honolulu | HI | 96819 | C&C HNL - DEPT OF TRANSPORTATION | 650 S. KING ST, 3RD FLOOR | Honolulu | HI | 96819 | DF-1 | 1996-04-22 | Currently in Use |  | 1000 | Diesel
9-101884 | AMERON H C & D LTD | 811 MIDDLE ST | Honolulu | HI | 96819 | AMERON H C & D | 2344 PAHOUNUI DR | Honolulu | HI | 96819 | R-004 | 1967-02-10 | Permanently Out of Use |  | 10000 | Diesel
9-101884 | AMERON H C & D LTD | 811 MIDDLE ST | Honolulu | HI | 96819 | AMERON H C & D | 2344 PAHOUNUI DR | Honolulu | HI | 96819 | R-003 | 1967-02-10 | Permanently Out of Use |  | 6100 | Diesel
9-103189 | OTS BUS UNIT REPAIR SHOP | 811 MIDDLE ST | Honolulu | HI | 96819 | C&C HNL - DEPT OF TRANSPORTATION | 650 S. KING ST, 3RD FLOOR | Honolulu | HI | 96819 | WO-1 | 1996-04-22 | Currently in Use |  | 2500 | Used Oil
9-101884 | AMERON H C & D LTD | 811 MIDDLE ST | Honolulu | HI | 96819 | AMERON H C & D | 2344 PAHOUNUI DR | Honolulu | HI | 96819 | R-002 | 1967-02-10 | Permanently Out of Use |  | 6100 | Gasoline
9-101884 | AMERON H C & D LTD | 811 MIDDLE ST | Honolulu | HI | 96819 | AMERON H C & D | 2344 PAHOUNUI DR | Honolulu | HI | 96819 | R-001 | 1967-02-10 | Permanently Out of Use |  | 1000 | Gasoline
9-103189 | OTS BUS UNIT REPAIR SHOP | 811 MIDDLE ST | Honolulu | HI | 96819 | C&C HNL - DEPT OF TRANSPORTATION | 650 S. KING ST, 3RD FLOOR | Honolulu | HI | 96819 | WO-2 | 1996-04-22 | Currently in Use |  | 1000 | Used Oil
9-102498 | OTS KALIHI-PALAMA BUS FACILITY | 811 MIDDLE ST | Honolulu | HI | 96819 | C&C HNL - DEPT OF TRANSPORTATION | 650 S. KING ST, 3RD FLOOR | Honolulu | HI | 96819 | ATF | 1989-06-01 | Currently in Use |  | 4000 | Other
9-102498 | OTS KALIHI-PALAMA BUS FACILITY | 811 MIDDLE ST | Honolulu | HI | 96819 | C&C HNL - DEPT OF TRANSPORTATION | 650 S. KING ST, 3RD FLOOR | Honolulu | HI | 96819 | O-1 | 1989-06-01 | Currently in Use |  | 6000 | Other
9-103189 | OTS BUS UNIT REPAIR SHOP | 811 MIDDLE ST | Honolulu | HI | 96819 | C&C HNL - DEPT OF TRANSPORTATION | 650 S. KING ST, 3RD FLOOR | Honolulu | HI | 96819 | WO-3 | 1996-04-22 | Currently in Use |  | 1000 | Used Oil
9-102414 | LOOK LAB | 811 OLOMEHANI ST | Honolulu | HI | 96813 | STATE U.H. - HAWAII NATURAL ENERGY INSTITUTE | 2540 DOLE St / HOLMES HALL 240 | Honolulu | HI | 96813 | R-1 | 1989-12-06 | Permanently Out of Use | 1998-05-18 | 8000 | Gasohol
9-101545 | B & C TRUCKING CO., LTD. | 812 MAPUNAPUNA ST | Honolulu | HI | 96819 | B & C TRUCKING CO., LTD. | P.O. BOX 700 | Honolulu | HI | 96819 | R-02 |  | Permanently Out of Use | 1993-08-13 | 1000 | Used Oil
9-101545 | B & C TRUCKING CO., LTD. | 812 MAPUNAPUNA ST | Honolulu | HI | 96819 | B & C TRUCKING CO., LTD. | P.O. BOX 700 | Honolulu | HI | 96819 | R-01 | 1961-05-15 | Permanently Out of Use | 1989-10-27 | 7000 | Diesel
9-601622 | HAWAII PETROLEUM DISTRIBUTION | 815 KINOOLE ST | Hilo | HI | 96720 | TEXACO REFINING & MARKETING INC. | ENVIRONMENTAL SERVICES 800 SW FIRST AVE., SUITE 180 | Hilo | HI | 96720 | R-01 | 1965-07-07 | Permanently Out of Use |  | 550 | Used Oil
9-601622 | HAWAII PETROLEUM DISTRIBUTION | 815 KINOOLE ST | Hilo | HI | 96720 | TEXACO REFINING & MARKETING INC. | ENVIRONMENTAL SERVICES 800 SW FIRST AVE., SUITE 180 | Hilo | HI | 96720 | R-04 | 1965-07-07 | Permanently Out of Use |  | 4000 | Gasoline
9-601622 | HAWAII PETROLEUM DISTRIBUTION | 815 KINOOLE ST | Hilo | HI | 96720 | TEXACO REFINING & MARKETING INC. | ENVIRONMENTAL SERVICES 800 SW FIRST AVE., SUITE 180 | Hilo | HI | 96720 | R-02 | 1965-07-07 | Permanently Out of Use |  | 4000 | Gasoline
9-601622 | HAWAII PETROLEUM DISTRIBUTION | 815 KINOOLE ST | Hilo | HI | 96720 | TEXACO REFINING & MARKETING INC. | ENVIRONMENTAL SERVICES 800 SW FIRST AVE., SUITE 180 | Hilo | HI | 96720 | R-03 | 1965-07-07 | Permanently Out of Use |  | 4000 | Gasoline
9-102546 | ALPAC CORPORATION | 815 WAIAKAMILO RD | Honolulu | HI | 96800 | ALPAC CORPORATION | 99-1325 HALAWA VALLEY RD | Honolulu | HI | 96800 | R-2 |  | Permanently Out of Use | 1992-02-25 | 2000 | Diesel
9-102546 | ALPAC CORPORATION | 815 WAIAKAMILO RD | Honolulu | HI | 96800 | ALPAC CORPORATION | 99-1325 HALAWA VALLEY RD | Honolulu | HI | 96800 | R-1 |  | Permanently Out of Use | 1992-02-25 | 8000 | Gasoline
9-100361 | WAIMANU SASH & DOOR, LTD. | 815 WAIMANU ST | Honolulu | HI | 96813 | WAIMANU SASH & DOOR, LTD. | 815 WAIMANU ST | Honolulu | HI | 96813 | R-1 | 1960-01-01 | Permanently Out of Use | 1995-01-09 | 750 | Gasoline
9-100361 | WAIMANU SASH & DOOR, LTD. | 815 WAIMANU ST | Honolulu | HI | 96813 | WAIMANU SASH & DOOR, LTD. | 815 WAIMANU ST | Honolulu | HI | 96813 | R-2 |  | Permanently Out of Use | 1995-01-01 | 200 | Not Listed
9-601312 | AIM CAPT. COOK | 81-6251 MAMALAHOA HWY | Captain Cook | HI | 96704 | ALOHA PETROLEUM, LTD. | 1132 BISHOP STREET, SUITE 1700 | Captain Cook | HI | 96704 | R-2 | 1959-01-01 | Permanently Out of Use | 1998-02-28 | 6000 | Gasoline
9-601312 | AIM CAPT. COOK | 81-6251 MAMALAHOA HWY | Captain Cook | HI | 96704 | ALOHA PETROLEUM, LTD. | 1132 BISHOP STREET, SUITE 1700 | Captain Cook | HI | 96704 | 92 | 1997-03-01 | Currently In Use |  | 10000 | Gasohol
9-601312 | AIM CAPT. COOK | 81-6251 MAMALAHOA HWY | Captain Cook | HI | 96704 | ALOHA PETROLEUM, LTD. | 1132 BISHOP STREET, SUITE 1700 | Captain Cook | HI | 96704 | R-3 | 1959-01-01 | Permanently Out of Use | 1996-10-23 | 400 | Used Oil
9-601312 | AIM CAPT. COOK | 81-6251 MAMALAHOA HWY | Captain Cook | HI | 96704 | ALOHA PETROLEUM, LTD. | 1132 BISHOP STREET, SUITE 1700 | Captain Cook | HI | 96704 | 87 | 1997-03-01 | Currently In Use |  | 10000 | Gasohol
9-601312 | AIM CAPT. COOK | 81-6251 MAMALAHOA HWY | Captain Cook | HI | 96704 | ALOHA PETROLEUM, LTD. | 1132 BISHOP STREET, SUITE 1700 | Captain Cook | HI | 96704 | R-1 | 1959-01-01 | Permanently Out of Use | 1997-02-28 | 6000 | Gasoline
9-601137 | CAPTAIN COOK CHEVRON FOOD MART | 81-6316 MAMALAHOA HWY P.O. Box 879 | Captain Cook | HI | 96704 | EASLEY CORPORATION | P.O. Box 879 | Captain Cook | HI | 96704 | diesel (low sulfur) | 1990-12-31 | Currently in Use |  | 10000 | Diesel
9-601137 | CAPTAIN COOK CHEVRON FOOD MART | 81-6316 MAMALAHOA HWY P.O. Box 879 | Captain Cook | HI | 96704 | EASLEY CORPORATION | P.O. Box 879 | Captain Cook | HI | 96704 | R-1 | 1974-04-30 | Permanently Out of Use |  | 6000 | Gasoline
9-601137 | CAPTAIN COOK CHEVRON FOOD MART | 81-6316 MAMALAHOA HWY P.O. Box 879 | Captain Cook | HI | 96704 | EASLEY CORPORATION | P.O. Box 879 | Captain Cook | HI | 96704 | R-4 | 1974-04-30 | Permanently Out of Use |  | 7500 | Gasoline
9-601137 | CAPTAIN COOK CHEVRON FOOD MART | 81-6316 MAMALAHOA HWY P.O. Box 879 | Captain Cook | HI | 96704 | EASLEY CORPORATION | P.O. Box 879 | Captain Cook | HI | 96704 | R-3 | 1974-04-30 | Permanently Out of Use |  | 4000 | Gasoline
9-601137 | CAPTAIN COOK CHEVRON FOOD MART | 81-6316 MAMALAHOA HWY P.O. Box 879 | Captain Cook | HI | 96704 | EASLEY CORPORATION | P.O. Box 879 | Captain Cook | HI | 96704 | R-5 | 1959-07-19 | Permanently Out of Use |  | 550 | Used Oil
9-601137 | CAPTAIN COOK CHEVRON FOOD MART | 81-6316 MAMALAHOA HWY P.O. Box 879 | Captain Cook | HI | 96704 | EASLEY CORPORATION | P.O. Box 879 | Captain Cook | HI | 96704 | R-2 | 1974-04-30 | Permanently Out of Use |  | 6000 | Gasoline
9-601137 | CAPTAIN COOK CHEVRON FOOD MART | 81-6316 MAMALAHOA HWY P.O. Box 879 | Captain Cook | HI | 96704 | EASLEY CORPORATION | P.O. Box 879 | Captain Cook | HI | 96704 | R-7 | 1959-07-19 | Permanently Out of Use |  | 2000 | Other
9-601137 | CAPTAIN COOK CHEVRON FOOD MART | 81-6316 MAMALAHOA HWY P.O. Box 879 | Captain Cook | HI | 96704 | EASLEY CORPORATION | P.O. Box 879 | Captain Cook | HI | 96704 | 87 | 1990-12-31 | Currently in Use |  | 10000 | Gasoline
9-601137 | CAPTAIN COOK CHEVRON FOOD MART | 81-6316 MAMALAHOA HWY P.O. Box 879 | Captain Cook | HI | 96704 | EASLEY CORPORATION | P.O. Box 879 | Captain Cook | HI | 96704 | 92 | 1990-12-31 | Currently in Use |  | 10000 | Gasoline
9-601137 | CAPTAIN COOK CHEVRON FOOD MART | 81-6316 MAMALAHOA HWY P.O. Box 879 | Captain Cook | HI | 96704 | EASLEY CORPORATION | P.O. Box 879 | Captain Cook | HI | 96704 | R-6 | 1959-07-19 | Permanently Out of Use |  | 2000 | Other
9-600576 | KEALAKEKUA CENTRAL OFFICE | 81-6382 MAMALAHOA HWY | Kealakekua | HI | 96750 | Hawaiian Telcom | P.O. Box 2200 | Kealakekua | HI | 96750 | R-2 | 1981-05-07 | Permanently Out of Use | 1997-10-29 | 550 | Diesel
9-600576 | KEALAKEKUA CENTRAL OFFICE | 81-6382 MAMALAHOA HWY | Kealakekua | HI | 96750 | Hawaiian Telcom | P.O. Box 2200 | Kealakekua | HI | 96750 | R-M-1 | 1970-05-07 | Permanently Out of Use | 1997-10-29 | 220 | Gasoline
9-600576 | KEALAKEKUA CENTRAL OFFICE | 81-6382 MAMALAHOA HWY | Kealakekua | HI | 96750 | Hawaiian Telcom | P.O. Box 2200 | Kealakekua | HI | 96750 | R-3 | 1970-01-01 | Permanently Out of Use | 1997-10-29 | 285 | Gasoline
9-600576 | KEALAKEKUA CENTRAL OFFICE | 81-6382 MAMALAHOA HWY | Kealakekua | HI | 96750 | Hawaiian Telcom | P.O. Box 2200 | Kealakekua | HI | 96750 | M-1 | 1998-01-01 | Currently In Use |  | 600 | Diesel
9-600455 | County of Hawaii South Kona Baseyard | 81-6390 MAMALAHOA HWY | Kealakekua | HI | 96750 | COUNTY OF HAWAII - DEPT OF PUBLIC WORKS | 25 AUPUNI ST, RM 202 | Kealakekua | HI | 96750 | R-1 | 1975-05-02 | Permanently Out of Use | 1993-09-14 | 3000 | Gasoline
9-600455 | County of Hawaii South Kona Baseyard | 81-6390 MAMALAHOA HWY | Kealakekua | HI | 96750 | COUNTY OF HAWAII - DEPT OF PUBLIC WORKS | 25 AUPUNI ST, RM 202 | Kealakekua | HI | 96750 | R-2 | 1943-05-01 | Permanently Out of Use | 1990-11-06 | 550 | Gasoline
9-600706 | TESORO 2GO #61087 | 81-6673 MAMALAHOA HWY | Kealakekua | HI | 96750 | HIE Retail, LLC | 800 Gessner Road, Suite 875 | Kealakekua | HI | 96750 | R-1 | 1977-05-11 | Permanently Out of Use | 1997-02-19 | 5000 | Gasoline
9-600706 | TESORO 2GO #61087 | 81-6673 MAMALAHOA HWY | Kealakekua | HI | 96750 | HIE Retail, LLC | 800 Gessner Road, Suite 875 | Kealakekua | HI | 96750 | R-4 | 1977-05-11 | Permanently Out of Use | 1997-02-19 | 5000 | Gasoline
9-600706 | TESORO 2GO #61087 | 81-6673 MAMALAHOA HWY | Kealakekua | HI | 96750 | HIE Retail, LLC | 800 Gessner Road, Suite 875 | Kealakekua | HI | 96750 | 1 | 1997-06-01 | Currently In Use |  | 12000 | Gasohol
9-600706 | TESORO 2GO #61087 | 81-6673 MAMALAHOA HWY | Kealakekua | HI | 96750 | HIE Retail, LLC | 800 Gessner Road, Suite 875 | Kealakekua | HI | 96750 | 2 | 1997-06-01 | Currently In Use |  | 12000 | Gasohol
9-600706 | TESORO 2GO #61087 | 81-6673 MAMALAHOA HWY | Kealakekua | HI | 96750 | HIE Retail, LLC | 800 Gessner Road, Suite 875 | Kealakekua | HI | 96750 | R-3 | 1977-05-11 | Permanently Out of Use | 1997-02-19 | 5000 | Gasoline
9-600706 | TESORO 2GO #61087 | 81-6673 MAMALAHOA HWY | Kealakekua | HI | 96750 | HIE Retail, LLC | 800 Gessner Road, Suite 875 | Kealakekua | HI | 96750 | R-2 | 1977-05-11 | Permanently Out of Use | 1997-02-19 | 5000 | Gasoline
9-103801 | Cycle Sports Hwaii | 818 Iwilei road | Honolulu | HI | 96817 | Montgomery Motors Ltd | 818 Iwilei road | Honolulu | HI | 96817 | r-1 |  | Permanently Out of Use | 2005-10-11 | 1000 | Gasoline
9-103801 | Cycle Sports Hwaii | 818 Iwilei road | Honolulu | HI | 96817 | Montgomery Motors Ltd | 818 Iwilei road | Honolulu | HI | 96817 | r-2 |  | Permanently Out of Use | 2005-10-10 | 1000 | Used Oil
9-100285 | OKADA TRUCKING CO., LTD. | 818 MOOWAA ST | Honolulu | HI | 96817 | OKADA TRUCKING CO., LTD. | 818 MOOWAA ST | Honolulu | HI | 96817 | 1 | 1990-05-29 | Currently in Use |  | 6000 | Diesel
9-100285 | OKADA TRUCKING CO., LTD. | 818 MOOWAA ST | Honolulu | HI | 96817 | OKADA TRUCKING CO., LTD. | 818 MOOWAA ST | Honolulu | HI | 96817 | R-02 | 1966-03-10 | Permanently Out of Use | 1989-11-01 | 6000 | Gasoline
9-100285 | OKADA TRUCKING CO., LTD. | 818 MOOWAA ST | Honolulu | HI | 96817 | OKADA TRUCKING CO., LTD. | 818 MOOWAA ST | Honolulu | HI | 96817 | 2 | 1990-05-29 | Currently in Use |  | 6000 | Gasoline
9-100285 | OKADA TRUCKING CO., LTD. | 818 MOOWAA ST | Honolulu | HI | 96817 | OKADA TRUCKING CO., LTD. | 818 MOOWAA ST | Honolulu | HI | 96817 | R-01 | 1966-03-10 | Permanently Out of Use | 1989-11-01 | 6000 | Diesel
9-102991 | TRAVEL PLAZA TRANSPORTATION, LLC | 818 PINE ST | Honolulu | HI | 96817 | TRAVEL PLAZA TRANSPORTATION, LLC | 818 PINE ST | Honolulu | HI | 96817 | 1B | 1996-09-01 | Currently In Use |  | 2000 | Gasoline
9-102991 | TRAVEL PLAZA TRANSPORTATION, LLC | 818 PINE ST | Honolulu | HI | 96817 | TRAVEL PLAZA TRANSPORTATION, LLC | 818 PINE ST | Honolulu | HI | 96817 | 1A | 1996-09-01 | Currently In Use |  | 8000 | Diesel
9-102991 | TRAVEL PLAZA TRANSPORTATION, LLC | 818 PINE ST | Honolulu | HI | 96817 | TRAVEL PLAZA TRANSPORTATION, LLC | 818 PINE ST | Honolulu | HI | 96817 | R-3 | 1986-02-01 | Permanently Out of Use | 1996-09-02 | 5000 | Diesel
9-102991 | TRAVEL PLAZA TRANSPORTATION, LLC | 818 PINE ST | Honolulu | HI | 96817 | TRAVEL PLAZA TRANSPORTATION, LLC | 818 PINE ST | Honolulu | HI | 96817 | R-1 | 1986-02-01 | Permanently Out of Use | 1994-12-27 | 550 | Used Oil
9-102991 | TRAVEL PLAZA TRANSPORTATION, LLC | 818 PINE ST | Honolulu | HI | 96817 | TRAVEL PLAZA TRANSPORTATION, LLC | 818 PINE ST | Honolulu | HI | 96817 | R-2 | 1986-02-01 | Permanently Out of Use | 1996-09-02 | 3000 | Gasoline
9-102991 | TRAVEL PLAZA TRANSPORTATION, LLC | 818 PINE ST | Honolulu | HI | 96817 | TRAVEL PLAZA TRANSPORTATION, LLC | 818 PINE ST | Honolulu | HI | 96817 | 2 | 1995-09-01 | Currently In Use |  | 750 | Used Oil
9-103359 | Sen Plex Corporation | 819 Moowaa St | Honolulu | HI | 96817 | Sen Plex Corporation | 938 Kohou St | Honolulu | HI | 96817 | R-1 |  | Permanently Out of Use | 1988-01-01 |  | Gasoline
9-103418 | HAWAIIAN SECURITIES & REALTY, LTD | 819, 835 AND 841 KAWAIAHAO ST | Honolulu | HI | 96813 | HAWAIIAN SECURITIES & REALTY, LTD | 1132 BISHOP ST, SUITE 1412 | Honolulu | HI | 96813 | R-1 |  | Permanently Out of Use | 1998-07-29 | 260 | Gasoline
9-100957 | HECO Ward Ave Complex | 820 WARD AVE | Honolulu | HI | 96813 | HAWAIIAN ELECTRIC CO., INC. | P.O. BOX 2750 | Honolulu | HI | 96813 | R-5 | 1978-11-24 | Permanently Out of Use | 1988-08-01 | 1000 | Used Oil
9-100957 | HECO Ward Ave Complex | 820 WARD AVE | Honolulu | HI | 96813 | HAWAIIAN ELECTRIC CO., INC. | P.O. BOX 2750 | Honolulu | HI | 96813 | R-4 | 1962-11-24 | Permanently Out of Use | 1992-03-03 | 5000 | Gasoline
9-100957 | HECO Ward Ave Complex | 820 WARD AVE | Honolulu | HI | 96813 | HAWAIIAN ELECTRIC CO., INC. | P.O. BOX 2750 | Honolulu | HI | 96813 | R-3 | 1962-11-24 | Permanently Out of Use | 1992-03-03 | 5000 | Diesel
9-100957 | HECO Ward Ave Complex | 820 WARD AVE | Honolulu | HI | 96813 | HAWAIIAN ELECTRIC CO., INC. | P.O. BOX 2750 | Honolulu | HI | 96813 | R-2 | 1962-11-24 | Permanently Out of Use | 1992-03-03 | 3000 | Gasoline
9-100957 | HECO Ward Ave Complex | 820 WARD AVE | Honolulu | HI | 96813 | HAWAIIAN ELECTRIC CO., INC. | P.O. BOX 2750 | Honolulu | HI | 96813 | 87 | 1992-02-28 | Currently in Use |  | 10000 | Gasoline
9-100957 | HECO Ward Ave Complex | 820 WARD AVE | Honolulu | HI | 96813 | HAWAIIAN ELECTRIC CO., INC. | P.O. BOX 2750 | Honolulu | HI | 96813 | 6 | 1992-02-28 | Currently in Use |  | 6000 | Diesel
9-100957 | HECO Ward Ave Complex | 820 WARD AVE | Honolulu | HI | 96813 | HAWAIIAN ELECTRIC CO., INC. | P.O. BOX 2750 | Honolulu | HI | 96813 | 5 | 1989-03-21 | Currently in Use |  | 1000 | Used Oil
9-100957 | HECO Ward Ave Complex | 820 WARD AVE | Honolulu | HI | 96813 | HAWAIIAN ELECTRIC CO., INC. | P.O. BOX 2750 | Honolulu | HI | 96813 | R-1 | 1962-11-24 | Permanently Out of Use | 1992-03-03 | 3000 | Gasoline
9-102187 | THE WOW COMPANY, INC | 822 MAPUNAPUNA ST | Honolulu | HI | 96800 | WALTER AND SANDRA SHIM | 1001 WILDER AVE | Honolulu | HI | 96800 | R-1 | 1966-01-28 | Permanently Out of Use | 1990-11-01 | 1000 | Gasoline
9-102187 | THE WOW COMPANY, INC | 822 MAPUNAPUNA ST | Honolulu | HI | 96800 | WALTER AND SANDRA SHIM | 1001 WILDER AVE | Honolulu | HI | 96800 | R-2 | 1966-01-28 | Permanently Out of Use | 1990-11-01 | 1000 | Used Oil
9-103487 | FORMER "HOTEL - YOUNG LAUNDRY" | 825 KAPIOLANI BLVD | Honolulu | HI | 96814 | CHUEI SOKOH, INC | McCORRISTON MIHO MILLER MUKAI 500 ALA MOANA BLVD, 4TH FLOOR | Honolulu | HI | 96814 | R-5 |  | Permanently Out of Use | 1998-12-22 | 1500 | Unknown
9-103487 | FORMER "HOTEL - YOUNG LAUNDRY" | 825 KAPIOLANI BLVD | Honolulu | HI | 96814 | CHUEI SOKOH, INC | McCORRISTON MIHO MILLER MUKAI 500 ALA MOANA BLVD, 4TH FLOOR | Honolulu | HI | 96814 | R-1 |  | Permanently Out of Use | 1998-12-17 | 1000 | Heating Oil
9-103487 | FORMER "HOTEL - YOUNG LAUNDRY" | 825 KAPIOLANI BLVD | Honolulu | HI | 96814 | CHUEI SOKOH, INC | McCORRISTON MIHO MILLER MUKAI 500 ALA MOANA BLVD, 4TH FLOOR | Honolulu | HI | 96814 | R-3 |  | Permanently Out of Use | 1998-12-22 | 830 | Other
9-103487 | FORMER "HOTEL - YOUNG LAUNDRY" | 825 KAPIOLANI BLVD | Honolulu | HI | 96814 | CHUEI SOKOH, INC | McCORRISTON MIHO MILLER MUKAI 500 ALA MOANA BLVD, 4TH FLOOR | Honolulu | HI | 96814 | R-2 |  | Permanently Out of Use | 1998-12-18 | 1000 | Heating Oil
9-601290 | KONA FARMERS COOPERATIVE | 82-5810 NAPOOPOO RD P.O. BOX 309 | Captain Cook | HI | 96704 | KONA FARMERS COOPERATIVE | 82-5810 NAPOOPOO ROAD P.O. BOX 309 | Captain Cook | HI | 96704 | R-1 | 1971-05-06 | Permanently Out of Use | 1998-08-04 | 1000 | Gasoline
9-200033 | Mid Pac Petroleum LLC 255069 (prev: HI-WAY SERVICE) | 826 KAMEHAMEHA HWY | Pearl City | HI | 96782 | Mid Pac Petroleum LLC | 1100 Alakea Street, 8th floor | Pearl City | HI | 96782 | R-2 | 1964-04-01 | Permanently Out of Use | 1987-08-30 | 7500 | Gasoline
9-200033 | Mid Pac Petroleum LLC 255069 (prev: HI-WAY SERVICE) | 826 KAMEHAMEHA HWY | Pearl City | HI | 96782 | Mid Pac Petroleum LLC | 1100 Alakea Street, 8th floor | Pearl City | HI | 96782 | R-4 | 1964-04-01 | Permanently Out of Use | 1987-08-30 | 280 | Used Oil
9-200033 | Mid Pac Petroleum LLC 255069 (prev: HI-WAY SERVICE) | 826 KAMEHAMEHA HWY | Pearl City | HI | 96782 | Mid Pac Petroleum LLC | 1100 Alakea Street, 8th floor | Pearl City | HI | 96782 | 87 |  | Currently in Use |  | 12000 | Gasoline
9-200033 | Mid Pac Petroleum LLC 255069 (prev: HI-WAY SERVICE) | 826 KAMEHAMEHA HWY | Pearl City | HI | 96782 | Mid Pac Petroleum LLC | 1100 Alakea Street, 8th floor | Pearl City | HI | 96782 | R-1 | 1964-04-01 | Permanently Out of Use | 1987-08-30 | 7500 | Gasoline
9-200033 | Mid Pac Petroleum LLC 255069 (prev: HI-WAY SERVICE) | 826 KAMEHAMEHA HWY | Pearl City | HI | 96782 | Mid Pac Petroleum LLC | 1100 Alakea Street, 8th floor | Pearl City | HI | 96782 | r-87 | 1987-09-25 | Permanently out of Use | 2011-07-15 | 12000 | Gasoline
9-200033 | Mid Pac Petroleum LLC 255069 (prev: HI-WAY SERVICE) | 826 KAMEHAMEHA HWY | Pearl City | HI | 96782 | Mid Pac Petroleum LLC | 1100 Alakea Street, 8th floor | Pearl City | HI | 96782 | 92 |  | Currently in Use |  | 7000 | Gasoline
9-200033 | Mid Pac Petroleum LLC 255069 (prev: HI-WAY SERVICE) | 826 KAMEHAMEHA HWY | Pearl City | HI | 96782 | Mid Pac Petroleum LLC | 1100 Alakea Street, 8th floor | Pearl City | HI | 96782 | r-92 | 1987-09-25 | Permanently out of Use | 2011-07-15 | 12000 | Gasoline
9-200033 | Mid Pac Petroleum LLC 255069 (prev: HI-WAY SERVICE) | 826 KAMEHAMEHA HWY | Pearl City | HI | 96782 | Mid Pac Petroleum LLC | 1100 Alakea Street, 8th floor | Pearl City | HI | 96782 | 3 |  | Currently in Use |  | 5000 | Gasoline
9-200033 | Mid Pac Petroleum LLC 255069 (prev: HI-WAY SERVICE) | 826 KAMEHAMEHA HWY | Pearl City | HI | 96782 | Mid Pac Petroleum LLC | 1100 Alakea Street, 8th floor | Pearl City | HI | 96782 | r-4 | 1987-09-25 | Permanently out of Use | 2011-07-18 | 520 | Used Oil
9-100817 | MEADOW GOLD TRANSPORTATION DEPT | 826 SHERIDAN ST | Honolulu | HI | 96814 | Southern Foods Group L.P. dba Meadow Gold Dairies | 925 CEDAR ST | Honolulu | HI | 96814 | R-4 | 1968-04-01 | Permanently Out of Use | 1989-09-21 | 1000 | Used Oil
9-100817 | MEADOW GOLD TRANSPORTATION DEPT | 826 SHERIDAN ST | Honolulu | HI | 96814 | Southern Foods Group L.P. dba Meadow Gold Dairies | 925 CEDAR ST | Honolulu | HI | 96814 | R-3 | 1968-04-01 | Permanently Out of Use | 1989-09-21 | 8000 | Gasoline
9-100817 | MEADOW GOLD TRANSPORTATION DEPT | 826 SHERIDAN ST | Honolulu | HI | 96814 | Southern Foods Group L.P. dba Meadow Gold Dairies | 925 CEDAR ST | Honolulu | HI | 96814 | R-2 | 1968-04-01 | Permanently Out of Use | 1989-09-21 | 8000 | Gasoline
9-100817 | MEADOW GOLD TRANSPORTATION DEPT | 826 SHERIDAN ST | Honolulu | HI | 96814 | Southern Foods Group L.P. dba Meadow Gold Dairies | 925 CEDAR ST | Honolulu | HI | 96814 | R-1 | 1968-04-01 | Permanently Out of Use | 1989-09-18 | 8000 | Diesel
9-100817 | MEADOW GOLD TRANSPORTATION DEPT | 826 SHERIDAN ST | Honolulu | HI | 96814 | Southern Foods Group L.P. dba Meadow Gold Dairies | 925 CEDAR ST | Honolulu | HI | 96814 | 1 | 1990-01-30 | Currently in Use |  | 8000 | Diesel
9-700605 | KEKAHA CENTRAL OFFICE | 8266-A KEKAHA RD | Kekaha | HI | 96752 | Hawaiian Telcom | P.O. Box 2200 | Kekaha | HI | 96752 | R-M-2 | 1972-05-07 | Permanently Out of Use | 1994-04-28 | 300 | Diesel
9-700605 | KEKAHA CENTRAL OFFICE | 8266-A KEKAHA RD | Kekaha | HI | 96752 | Hawaiian Telcom | P.O. Box 2200 | Kekaha | HI | 96752 | M-1 | 1994-06-01 | Currently in Use |  | 600 | Diesel
9-100305 | ROSCOE MOSS COMPANY | 830 AHUA ST | Honolulu | HI | 96819 | ROSCOE MOSS COMPANY | 830 AHUA ST | Honolulu | HI | 96819 | R-1 | 1974-03-13 | Permanently Out of Use | 1991-04-22 | 1000 | Gasoline
9-201983 | MAUNAWILI PARK WASTEWATER PUMP | 830 AULOA HWY | Kailua | HI | 96734 | C&C HNL - DEPT OF ENVIRONMENTAL SERVICES | 1000 ULU'OHIA STREET, SUITE 308 | Kailua | HI | 96734 | M-1 | 1988-05-30 | Currently in Use |  | 1000 | Diesel
9-101826 | SHELLY MOTORS INC. | 830 KAPIOLANI BLVD | Honolulu | HI | 96813 | SHELLY MOTORS INC. | 2969 MAPUNAPUNA PL | Honolulu | HI | 96813 | R-6 |  | Permanently Out of Use | 1992-05-30 |  | Not Listed
9-101826 | SHELLY MOTORS INC. | 830 KAPIOLANI BLVD | Honolulu | HI | 96813 | SHELLY MOTORS INC. | 2969 MAPUNAPUNA PL | Honolulu | HI | 96813 | R-8 |  | Permanently Out of Use | 1992-05-30 |  | Not Listed
9-102615 | PRIME CONSTRUCTION | 830 MAPUNAPUNA ST | Honolulu | HI | 96819 | KENNETH HIGUCHI | PRIME CONSTRUCTION / 830 MAPUNAPUNA ST | Honolulu | HI | 96819 | R-1 |  | Permanently Out of Use | 1992-03-19 | 250 | Other
9-500416 | SUDA CONSTRUCTION & MASON, INC. | 831 EHA ST | Wailuku | HI | 96793 | SUDA CONSTRUCTION & MASON, INC. | 831 EHA ST | Wailuku | HI | 96793 | R-002 | 1976-03-20 | Permanently Out of Use | 1998-01-15 | 500 | Diesel
9-500416 | SUDA CONSTRUCTION & MASON, INC. | 831 EHA ST | Wailuku | HI | 96793 | SUDA CONSTRUCTION & MASON, INC. | 831 EHA ST | Wailuku | HI | 96793 | R-001 | 1984-03-20 | Permanently Out of Use | 1998-01-15 | 1000 | Gasoline
9-100493 | AINA HAINA CENTRAL OFFICE | 831 W HIND DR | Honolulu | HI | 96821 | Hawaiian Telcom | P.O. Box 2200 | Honolulu | HI | 96821 | R-M-001 | 1968-06-30 | Permanently Out of Use | 1986-06-01 | 550 | Diesel
9-100493 | AINA HAINA CENTRAL OFFICE | 831 W HIND DR | Honolulu | HI | 96821 | Hawaiian Telcom | P.O. Box 2200 | Honolulu | HI | 96821 | M-2 | 1986-06-30 | Currently in Use |  | 550 | Diesel
9-700621 | CHARLIE'S STATION | 8314 KEKAHA RD | Kekaha | HI | 96752 | KAUAI PETROLEUM CO., LTD. | P.O. BOX 1128 | Kekaha | HI | 96752 | R-12-1 | 1970-05-06 | Permanently Out of Use | 1997-08-04 | 2000 | Gasoline
9-700621 | CHARLIE'S STATION | 8314 KEKAHA RD | Kekaha | HI | 96752 | KAUAI PETROLEUM CO., LTD. | P.O. BOX 1128 | Kekaha | HI | 96752 | R-12-2 | 1970-05-06 | Permanently Out of Use | 1997-08-04 | 2000 | Gasoline
9-700896 | KEKAHA SUGAR POINT 2 | 8315 KEKAHA RD | Kekaha | HI | 96752 | KEKAHA SUGAR COMPANY, LTD. | P.O. BOX 549 | Kekaha | HI | 96752 | R-001 | 1964-04-07 | Permanently Out of Use |  | 6000 | Diesel
9-700898 | KEKAHA SUGAR POINT 4 | 8315 KEKAHA RD | Kekaha | HI | 96752 | KEKAHA SUGAR COMPANY, LTD. | P.O. BOX 549 | Kekaha | HI | 96752 | R-03 | 1948-04-07 | Permanently Out of Use |  | 2115 | Diesel
9-700684 | KEKAHA SUGAR POINT 1A | 8315 KEKAHA RD | Kekaha | HI | 96752 | KEKAHA SUGAR COMPANY, LTD. | P.O. BOX 549 | Kekaha | HI | 96752 | R-01 | 1964-04-07 | Permanently Out of Use | 1988-12-21 | 5750 | Gasoline
9-700898 | KEKAHA SUGAR POINT 4 | 8315 KEKAHA RD | Kekaha | HI | 96752 | KEKAHA SUGAR COMPANY, LTD. | P.O. BOX 549 | Kekaha | HI | 96752 | R-02 | 1948-04-07 | Permanently Out of Use |  | 2535 | Diesel
9-700898 | KEKAHA SUGAR POINT 4 | 8315 KEKAHA RD | Kekaha | HI | 96752 | KEKAHA SUGAR COMPANY, LTD. | P.O. BOX 549 | Kekaha | HI | 96752 | R-01 | 1948-04-07 | Permanently Out of Use |  | 2325 | Diesel
9-700895 | KEKAHA SUGAR POINT 1B | 8315 KEKAHA RD | Kekaha | HI | 96752 | KEKAHA SUGAR COMPANY, LTD. | P.O. BOX 549 | Kekaha | HI | 96752 | R-02 | 1948-04-07 | Permanently Out of Use | 1988-12-21 | 2000 | Gasoline
9-700684 | KEKAHA SUGAR POINT 1A | 8315 KEKAHA RD | Kekaha | HI | 96752 | KEKAHA SUGAR COMPANY, LTD. | P.O. BOX 549 | Kekaha | HI | 96752 | R-02 | 1948-04-07 | Permanently Out of Use | 1988-12-21 | 3150 | Gasoline
9-700895 | KEKAHA SUGAR POINT 1B | 8315 KEKAHA RD | Kekaha | HI | 96752 | KEKAHA SUGAR COMPANY, LTD. | P.O. BOX 549 | Kekaha | HI | 96752 | R-5 |  | Permanently Out of Use | 2001-04-16 | 5000 | Used Oil
9-700895 | KEKAHA SUGAR POINT 1B | 8315 KEKAHA RD | Kekaha | HI | 96752 | KEKAHA SUGAR COMPANY, LTD. | P.O. BOX 549 | Kekaha | HI | 96752 | R-01 | 1948-04-07 | Permanently Out of Use | 1988-12-21 | 2000 | Gasoline
9-700895 | KEKAHA SUGAR POINT 1B | 8315 KEKAHA RD | Kekaha | HI | 96752 | KEKAHA SUGAR COMPANY, LTD. | P.O. BOX 549 | Kekaha | HI | 96752 | R-04 | 1948-04-07 | Permanently Out of Use | 1988-12-21 | 2000 | Gasoline
9-700895 | KEKAHA SUGAR POINT 1B | 8315 KEKAHA RD | Kekaha | HI | 96752 | KEKAHA SUGAR COMPANY, LTD. | P.O. BOX 549 | Kekaha | HI | 96752 | R-03 | 1948-04-07 | Permanently Out of Use | 1988-12-21 | 1000 | Gasoline
9-202513 | KAILUA ROAD WASTEWATER PUMP STATION | 832 KAILUA RD | Kailua | HI | 96734 | C&C of Honolulu Dept of Environmental Services | 1000 Uluohia Street, Suite 308 | Kailua | HI | 96734 | M-1 | 1990-11-30 | Currently in Use |  | 2500 | Diesel
9-103735 | HONOLULU SHIP SUPPLY | 834 POHUKAINA ST | Honolulu | HI | 96813 | DCL - HONOLULU SHIP SUPPLY CO. | 506 AHUI ST | Honolulu | HI | 96813 | R-1 |  | Permanently Out of Use | 1994-01-12 | 550 | Diesel
9-601136 | LARRY'S CHEVRON | 835 KILAUEA AVE | Hilo | HI | 96720 | CHEVRON PRODUCTS COMPANY | 91-480 MALAKOLE ST. | Hilo | HI | 96720 | R-2 | 1983-07-17 | Permanently Out of Use | 2003-08-20 | 10000 | Gasoline
9-601136 | LARRY'S CHEVRON | 835 KILAUEA AVE | Hilo | HI | 96720 | CHEVRON PRODUCTS COMPANY | 91-480 MALAKOLE ST. | Hilo | HI | 96720 | R-4 | 1983-07-17 | Permanently Out of Use | 2003-08-20 | 1000 | Used Oil
9-601136 | LARRY'S CHEVRON | 835 KILAUEA AVE | Hilo | HI | 96720 | CHEVRON PRODUCTS COMPANY | 91-480 MALAKOLE ST. | Hilo | HI | 96720 | R-3 | 1983-07-17 | Permanently Out of Use | 2003-08-20 | 10000 | Gasoline
9-601136 | LARRY'S CHEVRON | 835 KILAUEA AVE | Hilo | HI | 96720 | CHEVRON PRODUCTS COMPANY | 91-480 MALAKOLE ST. | Hilo | HI | 96720 | R-1 | 1983-07-17 | Permanently Out of Use | 2003-08-20 | 10000 | Gasoline
9-601677 | PATEL'S TEXACO INC. | 83-5282 MAMALAHOA HWY | Captain Cook | HI | 96704 | PATEL'S TEXACO | 83-5282 MAMALAHOA HWY | Captain Cook | HI | 96704 | 1 | 1983-05-03 | Currently in Use |  | 4000 | Gasoline
9-601677 | PATEL'S TEXACO INC. | 83-5282 MAMALAHOA HWY | Captain Cook | HI | 96704 | PATEL'S TEXACO | 83-5282 MAMALAHOA HWY | Captain Cook | HI | 96704 | R-4 | 1971-05-03 | Permanently Out of Use | 1995-04-03 | 500 | Diesel
9-601677 | PATEL'S TEXACO INC. | 83-5282 MAMALAHOA HWY | Captain Cook | HI | 96704 | PATEL'S TEXACO | 83-5282 MAMALAHOA HWY | Captain Cook | HI | 96704 | 3 | 1971-05-03 | Currently in Use |  | 2000 | Diesel
9-601677 | PATEL'S TEXACO INC. | 83-5282 MAMALAHOA HWY | Captain Cook | HI | 96704 | PATEL'S TEXACO | 83-5282 MAMALAHOA HWY | Captain Cook | HI | 96704 | 2 | 1983-05-03 | Currently in Use |  | 4000 | Gasoline
9-603528 | KONA STOP AND SHOP | 83-5487 MAMALAHOA HWY | Captain Cook | HI | 96704 | KONA STOP AND SHOP | P.O. BOX 170 | Captain Cook | HI | 96704 | R-2 | 1976-06-01 | Permanently Out of Use | 1999-04-01 | 3000 | Diesel
9-603528 | KONA STOP AND SHOP | 83-5487 MAMALAHOA HWY | Captain Cook | HI | 96704 | KONA STOP AND SHOP | P.O. BOX 170 | Captain Cook | HI | 96704 | R-1 | 1976-06-01 | Permanently Out of Use | 1999-04-30 | 3000 | Gasoline
9-101278 | LOVES BAKERY | 836 KAPAHULU AVE | Honolulu | HI | 96816 | LOVES BAKERY | 836 KAPAHULU AVE | Honolulu | HI | 96816 | R-4 | 1966-03-24 | Permanently Out of Use | 1981-12-01 | 5000 | Diesel
9-101278 | LOVES BAKERY | 836 KAPAHULU AVE | Honolulu | HI | 96816 | LOVES BAKERY | 836 KAPAHULU AVE | Honolulu | HI | 96816 | R-3 | 1966-03-24 | Permanently Out of Use |  | 500 | Used Oil
9-101278 | LOVES BAKERY | 836 KAPAHULU AVE | Honolulu | HI | 96816 | LOVES BAKERY | 836 KAPAHULU AVE | Honolulu | HI | 96816 | R-2 | 1966-03-24 | Permanently Out of Use |  | 2000 | Gasoline
9-101278 | LOVES BAKERY | 836 KAPAHULU AVE | Honolulu | HI | 96816 | LOVES BAKERY | 836 KAPAHULU AVE | Honolulu | HI | 96816 | R-1 | 1971-03-25 | Permanently Out of Use |  | 8000 | Diesel
9-101278 | LOVES BAKERY | 836 KAPAHULU AVE | Honolulu | HI | 96816 | LOVES BAKERY | 836 KAPAHULU AVE | Honolulu | HI | 96816 | R-5 | 1966-03-24 | Permanently Out of Use | 1981-12-01 |  | Diesel
9-102940 | STEINER CORPORATION | 837 KAWAIAHAO ST | Honolulu | HI | 96813 | STEINER CORPORATION | 837 KAWAIAHAO ST | Honolulu | HI | 96813 | R-2 | 1963-06-15 | Permanently Out of Use |  | 550 | Gasoline
9-100067 | C&CH IWILEI FIRE STATION | 840 IWILEI RD | Honolulu | HI | 96817 | C&C OF HNL - HONOLULU FIRE DEPARATMENT | 636 South Street | Honolulu | HI | 96817 | R-1 | 1955-01-30 | Permanently Out of Use | 1991-03-15 | 550 | Gasoline
9-501567 | ENDO PAINTING SERVICE | 841 ALUA ST | Wailuku | HI | 96793 | ENDO PAINTING SERVICE | 841 ALUA ST | Wailuku | HI | 96793 | R-2 | 1982-03-27 | Permanently Out of Use | 1992-04-16 | 2000 | Gasoline
9-501567 | ENDO PAINTING SERVICE | 841 ALUA ST | Wailuku | HI | 96793 | ENDO PAINTING SERVICE | 841 ALUA ST | Wailuku | HI | 96793 | R-1 | 1982-03-27 | Permanently Out of Use | 1992-04-06 | 2000 | Gasoline
9-201478 | ANGEL'S MAKAHA UNION 5245 | 84-1114 FARRINGTON HWY | Waianae | HI | 96792 | UNOCAL CORPORATION | 3915 Mission Avenue #7416 | Waianae | HI | 96792 | R-1 | 1964-07-31 | Permanently Out of Use | 1992-03-30 | 6000 | Gasoline
9-201478 | ANGEL'S MAKAHA UNION 5245 | 84-1114 FARRINGTON HWY | Waianae | HI | 96792 | UNOCAL CORPORATION | 3915 Mission Avenue #7416 | Waianae | HI | 96792 | R-2 | 1964-07-31 | Permanently Out of Use | 1992-03-30 | 6000 | Gasoline
9-201478 | ANGEL'S MAKAHA UNION 5245 | 84-1114 FARRINGTON HWY | Waianae | HI | 96792 | UNOCAL CORPORATION | 3915 Mission Avenue #7416 | Waianae | HI | 96792 | R-3 | 1964-07-31 | Permanently Out of Use | 1992-03-30 | 280 | Used Oil
9-200514 | MAKAHA CENTRAL OFFICE | 84-1130 KAULAWAHA RD | Makaha | HI | 96792 | Hawaiian Telcom | P.O. Box 2200 | Makaha | HI | 96792 | M-2 | 1993-01-30 | Currently in Use |  | 600 | Diesel
9-200514 | MAKAHA CENTRAL OFFICE | 84-1130 KAULAWAHA RD | Makaha | HI | 96792 | Hawaiian Telcom | P.O. Box 2200 | Makaha | HI | 96792 | R-M-1 | 1977-12-30 | Permanently Out of Use | 1992-08-03 | 350 | Diesel
9-103460 | MR. SANDMAN | 842 MAPUNAPUNA ST | Honolulu | HI | 96819 | MARK SPERRY | 1221 VICTORIA ST, SUITE 1205 | Honolulu | HI | 96819 | R-3 | 1950-01-01 | Permanently Out of Use | 1998-10-30 | 1500 | Diesel
9-103460 | MR. SANDMAN | 842 MAPUNAPUNA ST | Honolulu | HI | 96819 | MARK SPERRY | 1221 VICTORIA ST, SUITE 1205 | Honolulu | HI | 96819 | R-1 | 1950-01-01 | Permanently Out of Use | 1998-10-30 | 1500 | Gasoline
9-103460 | MR. SANDMAN | 842 MAPUNAPUNA ST | Honolulu | HI | 96819 | MARK SPERRY | 1221 VICTORIA ST, SUITE 1205 | Honolulu | HI | 96819 | R-2 | 1950-01-01 | Permanently Out of Use | 1998-10-30 | 1500 | Used Oil
9-200513 | AT&T Makaha Cable Station | 84-250 FARRINGTON HWY | Waianae | HI | 96792 | At&T | 308 S Akard St Room 1700 | Waianae | HI | 96792 | M-1A | 1993-06-01 | Currently in Use |  | 10000 | Diesel
9-200513 | AT&T Makaha Cable Station | 84-250 FARRINGTON HWY | Waianae | HI | 96792 | At&T | 308 S Akard St Room 1700 | Waianae | HI | 96792 | R-1 | 1962-05-07 | Permanently Out of Use | 1993-06-15 | 15000 | Diesel
9-200513 | AT&T Makaha Cable Station | 84-250 FARRINGTON HWY | Waianae | HI | 96792 | At&T | 308 S Akard St Room 1700 | Waianae | HI | 96792 | R-2 | 1962-05-07 | Permanently Out of Use | 1993-06-15 | 15000 | Diesel
9-200513 | AT&T Makaha Cable Station | 84-250 FARRINGTON HWY | Waianae | HI | 96792 | At&T | 308 S Akard St Room 1700 | Waianae | HI | 96792 | M-2A | 1993-06-01 | Currently in Use |  | 10000 | Diesel
9-601304 | D&E Fuel Stop | 84-4811 MAMALAHOA HWY | Honaunau | HI | 96726 | D&E Fuel Stop | P.O. Box 828 | Honaunau | HI | 96726 | R-2 | 1976-01-01 | Permanently Out of Use | 1998-12-23 | 3000 | Gasoline
9-601304 | D&E Fuel Stop | 84-4811 MAMALAHOA HWY | Honaunau | HI | 96726 | D&E Fuel Stop | P.O. Box 828 | Honaunau | HI | 96726 | R-3 | 1976-01-01 | Permanently Out of Use | 1998-12-23 | 1000 | Gasoline
9-601304 | D&E Fuel Stop | 84-4811 MAMALAHOA HWY | Honaunau | HI | 96726 | D&E Fuel Stop | P.O. Box 828 | Honaunau | HI | 96726 | R-4 | 1976-01-01 | Permanently Out of Use | 1998-12-23 | 500 | Diesel
9-601304 | D&E Fuel Stop | 84-4811 MAMALAHOA HWY | Honaunau | HI | 96726 | D&E Fuel Stop | P.O. Box 828 | Honaunau | HI | 96726 | 7b | 1999-01-01 | Currently In Use |  | 1000 | Diesel
9-601304 | D&E Fuel Stop | 84-4811 MAMALAHOA HWY | Honaunau | HI | 96726 | D&E Fuel Stop | P.O. Box 828 | Honaunau | HI | 96726 | 5a | 1999-01-01 | Currently In Use |  | 3000 | Gasohol
9-601304 | D&E Fuel Stop | 84-4811 MAMALAHOA HWY | Honaunau | HI | 96726 | D&E Fuel Stop | P.O. Box 828 | Honaunau | HI | 96726 | R-1 | 1976-01-01 | Permanently Out of Use | 1998-12-23 | 3000 | Gasoline
9-601304 | D&E Fuel Stop | 84-4811 MAMALAHOA HWY | Honaunau | HI | 96726 | D&E Fuel Stop | P.O. Box 828 | Honaunau | HI | 96726 | 5b | 1999-01-01 | Currently In Use |  | 1000 | Diesel
9-601304 | D&E Fuel Stop | 84-4811 MAMALAHOA HWY | Honaunau | HI | 96726 | D&E Fuel Stop | P.O. Box 828 | Honaunau | HI | 96726 | 7a | 1999-01-01 | Currently In Use |  | 2000 | Gasoline
9-101412 | THE SALVATION ARMY | 845 22ND AVE | Honolulu | HI | 96816 | THE SALVATION ARMY | 845 22ND St | Honolulu | HI | 96816 | R-1 | 1982-01-31 | Permanently Out of Use | 1998-10-15 | 1000 | Gasoline
9-601317 | J & J AUTO REPAIR INC | 845 IOLANI ST | Hilo | HI | 96720 | J & J AUTO REPAIR, INC. | 845 IOLANI St | Hilo | HI | 96720 | R-1 | 1963-05-10 | Permanently Out of Use | 1996-01-20 | 2000 | Gasoline
9-600721 | DOLLAR RENT-A-CAR | 845 KANOELEHUA ST | Hilo | HI | 96720 | YASUO KUWAYE | 2055 KAMEHAMEHA AVE | Hilo | HI | 96720 | R-1 | 1982-08-04 | Permanently Out of Use | 1994-06-30 | 7500 | Gasoline
9-501583 | TRANS HAWAIIAN MAUI (PMID OGG008125) | 845 PALAPALA DR | Kahului | HI | 96732 | TRANS HAWAIIAN MAUI | 845 PALAPALA DRIVE | Kahului | HI | 96732 | R-1 | 1976-06-19 | Permanently Out of Use | 1993-07-27 | 6000 | Diesel
9-501583 | TRANS HAWAIIAN MAUI (PMID OGG008125) | 845 PALAPALA DR | Kahului | HI | 96732 | TRANS HAWAIIAN MAUI | 845 PALAPALA DRIVE | Kahului | HI | 96732 | R-2 | 1976-06-19 | Permanently Out of Use | 1993-07-27 | 4000 | Gasoline
9-600566 | HONAUNAU CENTRAL OFFICE | 84-5022 OLD MAMALAHOA HWY | Honaunau | HI | 96726 | Hawaiian Telcom | P.O. Box 2200 | Honaunau | HI | 96726 | M-1 | 1997-05-14 | Currently In Use |  | 600 | Diesel
9-101255 | SALT LAKE CHEVRON 94204 | 846 ALA LILIKOI ST | Honolulu | HI | 96818 | CHEVRON PRODUCTS COMPANY | 91-480 Malakole St | Honolulu | HI | 96818 | R-001 | 1986-02-28 | Permanently Out of Use | 1988-08-15 | 10000 | Gasoline
9-101255 | SALT LAKE CHEVRON 94204 | 846 ALA LILIKOI ST | Honolulu | HI | 96818 | CHEVRON PRODUCTS COMPANY | 91-480 Malakole St | Honolulu | HI | 96818 | 87 | 1988-10-17 | Currently In Use |  | 10000 | Gasoline
9-101255 | SALT LAKE CHEVRON 94204 | 846 ALA LILIKOI ST | Honolulu | HI | 96818 | CHEVRON PRODUCTS COMPANY | 91-480 Malakole St | Honolulu | HI | 96818 | diesel | 1988-10-17 | Currently In Use |  | 10000 | Diesel
9-101255 | SALT LAKE CHEVRON 94204 | 846 ALA LILIKOI ST | Honolulu | HI | 96818 | CHEVRON PRODUCTS COMPANY | 91-480 Malakole St | Honolulu | HI | 96818 | 92 | 1988-10-17 | Currently In Use |  | 10000 | Gasoline
9-101255 | SALT LAKE CHEVRON 94204 | 846 ALA LILIKOI ST | Honolulu | HI | 96818 | CHEVRON PRODUCTS COMPANY | 91-480 Malakole St | Honolulu | HI | 96818 | R-004 | 1975-10-18 | Permanently Out of Use | 1988-08-15 | 1000 | Used Oil
9-101255 | SALT LAKE CHEVRON 94204 | 846 ALA LILIKOI ST | Honolulu | HI | 96818 | CHEVRON PRODUCTS COMPANY | 91-480 Malakole St | Honolulu | HI | 96818 | R-003 | 1975-04-30 | Permanently Out of Use | 1988-08-15 | 10000 | Gasoline
9-101255 | SALT LAKE CHEVRON 94204 | 846 ALA LILIKOI ST | Honolulu | HI | 96818 | CHEVRON PRODUCTS COMPANY | 91-480 Malakole St | Honolulu | HI | 96818 | R-002 | 1975-04-30 | Permanently Out of Use | 1988-08-15 | 10000 | Gasoline
9-101255 | SALT LAKE CHEVRON 94204 | 846 ALA LILIKOI ST | Honolulu | HI | 96818 | CHEVRON PRODUCTS COMPANY | 91-480 Malakole St | Honolulu | HI | 96818 | R-4 | 1988-06-01 | Permanently Out of Use | 1997-02-27 | 1000 | Used Oil
9-202889 | HAWAIIAN GOLF PROPERTIES LLC dba MAKAHA RESORT & GOLF CLUB | 84-626 MAKAHA VALLEY RD | Waianae | HI | 96792 | Hawaiian Golf Properties LLC | Royal Hawaiian Golf Club 700 Auloa St. | Waianae | HI | 96792 | 2 | 1991-06-01 | Currently in Use |  | 1000 | Gasoline
9-202889 | HAWAIIAN GOLF PROPERTIES LLC dba MAKAHA RESORT & GOLF CLUB | 84-626 MAKAHA VALLEY RD | Waianae | HI | 96792 | Hawaiian Golf Properties LLC | Royal Hawaiian Golf Club 700 Auloa St. | Waianae | HI | 96792 | 1 | 1991-06-01 | Currently in Use |  | 1000 | Diesel
9-202415 | MAKAHA VALLEY COUNTRY CLUB | 84-627 MAKAHA VALLEY RD | Waianae | HI | 96792 | NITTO HAWAII CO., LTD | 84-627 MAKAHA VALLEY RD | Waianae | HI | 96792 | 22 | 1971-05-06 | Permanently Out of Use |  | 10000 | Not Listed
9-202415 | MAKAHA VALLEY COUNTRY CLUB | 84-627 MAKAHA VALLEY RD | Waianae | HI | 96792 | NITTO HAWAII CO., LTD | 84-627 MAKAHA VALLEY RD | Waianae | HI | 96792 | R-2 | 1985-10-31 | Permanently Out of Use | 1999-02-01 | 550 | Gasoline
9-202415 | MAKAHA VALLEY COUNTRY CLUB | 84-627 MAKAHA VALLEY RD | Waianae | HI | 96792 | NITTO HAWAII CO., LTD | 84-627 MAKAHA VALLEY RD | Waianae | HI | 96792 | 11 | 1971-05-06 | Permanently Out of Use |  | 550 | Not Listed
9-202415 | MAKAHA VALLEY COUNTRY CLUB | 84-627 MAKAHA VALLEY RD | Waianae | HI | 96792 | NITTO HAWAII CO., LTD | 84-627 MAKAHA VALLEY RD | Waianae | HI | 96792 | R-2 | 1985-10-31 | Permanently Out of Use | 1999-02-01 | 550 | Diesel
9-102532 | CLARA TAKEKUCHI | 848 ILANIWAI ST | Honolulu | HI | 96813 | CLARA TAKEKUCHI | 398 LUNALILO HOME RD | Honolulu | HI | 96813 | R-1 |  | Permanently Out of Use |  | 550 | Gasoline
9-202801 | LEEWARD FUNERAL HOME | 849 4TH ST | Pearl City | HI | 96782 | LEEWARD FUNERAL HOME | 849 FOURTH St | Pearl City | HI | 96782 | R-1 | 1940-01-01 | Permanently Out of Use | 1993-12-01 | 500 | Gasoline
9-500423 | MINIT STOP | 85 S WAKEA AVE | Kahului | HI | 96732 | MAUI PETROLEUM | 385 Hukilike St. | Kahului | HI | 96732 | R-5 | 1969-07-30 | Permanently Out of Use | 1998-11-19 | 4000 | Gasoline
9-500423 | MINIT STOP | 85 S WAKEA AVE | Kahului | HI | 96732 | MAUI PETROLEUM | 385 Hukilike St. | Kahului | HI | 96732 | R-2 | 1969-07-30 | Permanently Out of Use | 1998-11-19 | 4000 | Gasoline
9-500423 | MINIT STOP | 85 S WAKEA AVE | Kahului | HI | 96732 | MAUI PETROLEUM | 385 Hukilike St. | Kahului | HI | 96732 | R-1 | 1969-07-30 | Permanently Out of Use | 1998-11-19 | 550 | Used Oil
9-500423 | MINIT STOP | 85 S WAKEA AVE | Kahului | HI | 96732 | MAUI PETROLEUM | 385 Hukilike St. | Kahului | HI | 96732 | D | 1999-10-01 | Currently In Use |  | 4000 | Diesel
9-500423 | MINIT STOP | 85 S WAKEA AVE | Kahului | HI | 96732 | MAUI PETROLEUM | 385 Hukilike St. | Kahului | HI | 96732 | R-4 | 1969-07-30 | Permanently Out of Use | 1998-11-19 | 4000 | Gasoline
9-500423 | MINIT STOP | 85 S WAKEA AVE | Kahului | HI | 96732 | MAUI PETROLEUM | 385 Hukilike St. | Kahului | HI | 96732 | 87 | 1999-10-01 | Currently In Use |  | 10000 | Gasoline
9-500423 | MINIT STOP | 85 S WAKEA AVE | Kahului | HI | 96732 | MAUI PETROLEUM | 385 Hukilike St. | Kahului | HI | 96732 | R-3 | 1969-07-30 | Permanently Out of Use | 1998-11-19 | 4000 | Gasoline
9-500423 | MINIT STOP | 85 S WAKEA AVE | Kahului | HI | 96732 | MAUI PETROLEUM | 385 Hukilike St. | Kahului | HI | 96732 | 92 | 1999-10-01 | Currently In Use |  | 6000 | Gasoline
9-401388 | OSHIRO ENTREPRISES INC | 850 FRASER AVE | Lanai City | HI | 96763 | CASTLE & COOKE, INC | P.O. BOX L | Lanai City | HI | 96763 | R-2 | 1952-07-01 | Permanently Out of Use | 1993-06-24 | 2000 | Gasoline
9-401388 | OSHIRO ENTREPRISES INC | 850 FRASER AVE | Lanai City | HI | 96763 | CASTLE & COOKE, INC | P.O. BOX L | Lanai City | HI | 96763 | R-1 | 1952-07-01 | Permanently Out of Use | 1993-06-24 | 2000 | Gasoline
9-101430 | HOLIDAY ACTION GAS - PEARL CITY | 850 KAMEHAMEHA HWY | Pearl City | HI | 96782 | HOLIDAY ACTION GAS INC. | 801 KAHEKA ST | Pearl City | HI | 96782 | R-5 |  | Permanently Out of Use | 1991-03-31 | 1000 | Used Oil
9-101430 | HOLIDAY ACTION GAS - PEARL CITY | 850 KAMEHAMEHA HWY | Pearl City | HI | 96782 | HOLIDAY ACTION GAS INC. | 801 KAHEKA ST | Pearl City | HI | 96782 | R-2 | 1976-01-01 | Permanently Out of Use | 1998-12-23 | 10000 | Gasoline
9-101430 | HOLIDAY ACTION GAS - PEARL CITY | 850 KAMEHAMEHA HWY | Pearl City | HI | 96782 | HOLIDAY ACTION GAS INC. | 801 KAHEKA ST | Pearl City | HI | 96782 | R-1 | 1976-01-01 | Permanently Out of Use | 1998-12-23 | 10000 | Gasoline
9-101430 | HOLIDAY ACTION GAS - PEARL CITY | 850 KAMEHAMEHA HWY | Pearl City | HI | 96782 | HOLIDAY ACTION GAS INC. | 801 KAHEKA ST | Pearl City | HI | 96782 | R-3 | 1976-01-01 | Permanently Out of Use | 1998-12-28 | 10000 | Gasoline
9-101430 | HOLIDAY ACTION GAS - PEARL CITY | 850 KAMEHAMEHA HWY | Pearl City | HI | 96782 | HOLIDAY ACTION GAS INC. | 801 KAHEKA ST | Pearl City | HI | 96782 | R-4 | 1976-01-01 | Permanently Out of Use | 1998-12-23 | 10000 | Diesel
9-603462 | HAWAII PETROLEUM DISTR. INC. | 850 LEILANI | Hilo | HI | 96720 | WEST HAWAII PETROLEUM INC. | 16 RAILROAD AVE, SUITE 202 | Hilo | HI | 96720 | 5-B | 1997-12-01 | Currently In Use |  | 6000 | Gasoline
9-603462 | HAWAII PETROLEUM DISTR. INC. | 850 LEILANI | Hilo | HI | 96720 | WEST HAWAII PETROLEUM INC. | 16 RAILROAD AVE, SUITE 202 | Hilo | HI | 96720 | 3-A | 1997-12-01 | Currently In Use |  | 4000 | Gasoline
9-603462 | HAWAII PETROLEUM DISTR. INC. | 850 LEILANI | Hilo | HI | 96720 | WEST HAWAII PETROLEUM INC. | 16 RAILROAD AVE, SUITE 202 | Hilo | HI | 96720 | 2-A | 1997-12-01 | Currently In Use |  | 4000 | Diesel
9-603462 | HAWAII PETROLEUM DISTR. INC. | 850 LEILANI | Hilo | HI | 96720 | WEST HAWAII PETROLEUM INC. | 16 RAILROAD AVE, SUITE 202 | Hilo | HI | 96720 | 1-A | 1997-12-01 | Currently In Use |  | 4000 | Diesel
9-603462 | HAWAII PETROLEUM DISTR. INC. | 850 LEILANI | Hilo | HI | 96720 | WEST HAWAII PETROLEUM INC. | 16 RAILROAD AVE, SUITE 202 | Hilo | HI | 96720 | 4-B | 1997-12-01 | Currently In Use |  | 6000 | Diesel
9-100251 | I. STEVEN SUNADA | 850 MOOWAA ST | Honolulu | HI | 96817 | Jane Takamiya | 99-378 Kulawea Place | Honolulu | HI | 96817 | R-GAS | 1967-03-19 | Permanently Out of Use | 1986-04-01 | 2000 | Gasoline
9-100251 | I. STEVEN SUNADA | 850 MOOWAA ST | Honolulu | HI | 96817 | Jane Takamiya | 99-378 Kulawea Place | Honolulu | HI | 96817 | R-DIESEL | 1967-03-19 | Permanently Out of Use |  | 1000 | Diesel
9-201209 | 7-11 Makaha | 85-010 Farrington Hwy | Makaha | HI | 96792 | ALOHA PETROLEUM, LTD. | 1132 BISHOP STREET, SUITE 1700 | Makaha | HI | 96792 | R-2 | 1980-04-04 | Permanently Out of Use | 1997-05-20 | 10000 | Gasoline
9-201209 | 7-11 Makaha | 85-010 Farrington Hwy | Makaha | HI | 96792 | ALOHA PETROLEUM, LTD. | 1132 BISHOP STREET, SUITE 1700 | Makaha | HI | 96792 | 92 | 1997-05-01 | Currently In Use |  | 10000 | Gasoline
9-201209 | 7-11 Makaha | 85-010 Farrington Hwy | Makaha | HI | 96792 | ALOHA PETROLEUM, LTD. | 1132 BISHOP STREET, SUITE 1700 | Makaha | HI | 96792 | R-3 | 1980-04-04 | Permanently Out of Use | 1997-05-20 | 10000 | Gasoline
9-201209 | 7-11 Makaha | 85-010 Farrington Hwy | Makaha | HI | 96792 | ALOHA PETROLEUM, LTD. | 1132 BISHOP STREET, SUITE 1700 | Makaha | HI | 96792 | R-1 | 1980-04-04 | Permanently Out of Use | 1997-05-20 | 10000 | Gasoline
9-201209 | 7-11 Makaha | 85-010 Farrington Hwy | Makaha | HI | 96792 | ALOHA PETROLEUM, LTD. | 1132 BISHOP STREET, SUITE 1700 | Makaha | HI | 96792 | 87 | 1997-05-01 | Currently In Use |  | 10000 | Gasoline
9-201209 | 7-11 Makaha | 85-010 Farrington Hwy | Makaha | HI | 96792 | Mid Pac Petroleum LLC | 1100 Alakea Street, 8th floor | Makaha | HI | 96792 | 92 | 1997-05-01 | Currently In Use |  | 10000 | Gasoline
9-201209 | 7-11 Makaha | 85-010 Farrington Hwy | Makaha | HI | 96792 | Mid Pac Petroleum LLC | 1100 Alakea Street, 8th floor | Makaha | HI | 96792 | R-1 | 1980-04-04 | Permanently Out of Use | 1997-05-20 | 10000 | Gasoline
9-201209 | 7-11 Makaha | 85-010 Farrington Hwy | Makaha | HI | 96792 | Mid Pac Petroleum LLC | 1100 Alakea Street, 8th floor | Makaha | HI | 96792 | R-2 | 1980-04-04 | Permanently Out of Use | 1997-05-20 | 10000 | Gasoline
9-201209 | 7-11 Makaha | 85-010 Farrington Hwy | Makaha | HI | 96792 | Mid Pac Petroleum LLC | 1100 Alakea Street, 8th floor | Makaha | HI | 96792 | R-3 | 1980-04-04 | Permanently Out of Use | 1997-05-20 | 10000 | Gasoline
9-201209 | 7-11 Makaha | 85-010 Farrington Hwy | Makaha | HI | 96792 | Mid Pac Petroleum LLC | 1100 Alakea Street, 8th floor | Makaha | HI | 96792 | 87 | 1997-05-01 | Currently In Use |  | 10000 | Gasoline
9-102887 | PALAMA ELDERLY HOUSING | 851 N SCHOOL ST | Honolulu | HI | 96814 | STATE DB&F - HOUSING FINANCE & DEVELOPMENT CORP |  | Honolulu | HI | 96814 | 1 |  | Permanently Out of Use | 1994-12-02 | 550 | Diesel
9-102905 | FUMIO TERUYA, LTD | 852 MAPUNAPUNA ST | Honolulu | HI | 96810 | FUMIO TERUYA, LTD | 852 MAPUNAPUNA ST | Honolulu | HI | 96810 | R-1 |  | Permanently Out of Use | 1994-03-01 | 1000 | Gasoline
9-102515 | DELUXE SHEET METAL WORKS, INC | 852 MAPUNAPUNA ST | Honolulu | HI | 96819 | DELUXE SHEET METAL WORKS, INC | 852 MAPUNAPUNA ST | Honolulu | HI | 96819 | R-2 | 1971-12-30 | Permanently Out of Use | 1992-01-06 | 550 | Gasoline
9-102888 | WALKO WELDING | 852 MAPUNAPUNA ST | Honolulu | HI | 96819 | WALKO WELDING | 852 MAPUNAPUNA St | Honolulu | HI | 96819 | R-1 |  | Permanently Out of Use | 1993-10-22 | 1000 | Gasoline
9-102515 | DELUXE SHEET METAL WORKS, INC | 852 MAPUNAPUNA ST | Honolulu | HI | 96819 | DELUXE SHEET METAL WORKS, INC | 852 MAPUNAPUNA ST | Honolulu | HI | 96819 | R-1 | 1968-12-30 | Permanently Out of Use | 1992-01-06 | 1000 | Gasoline
9-601645 | MIYASHIRO POULTRY HOG FARM, INC | 853 KEALAKAI ST | Hilo | HI | 96720 | MIYASHIRO POULTRY HOG FARM, INC | P. O. BOX 4009 | Hilo | HI | 96720 | R-1 | 1978-05-09 | Permanently Out of Use | 1998-12-11 | 1000 | Gasoline
9-100538 | WEST DIVISION HEADQUARTERS | 855 UMI ST | Honolulu | HI | 96819 | VERIZON HAWAII | 1177 BISHOP ST. P.O. BOX 2200 Hon.HI 96841 | Honolulu | HI | 96819 | R-M-001 | 1971-05-08 | Permanently Out of Use | 1988-03-14 | 550 | Diesel
9-100538 | WEST DIVISION HEADQUARTERS | 855 UMI ST | Honolulu | HI | 96819 | VERIZON HAWAII | 1177 BISHOP ST. P.O. BOX 2200 Hon.HI 96841 | Honolulu | HI | 96819 | R-M-2 | 1988-03-01 | Permanently Out of Use | 2003-11-13 | 550 | Diesel
9-600700 | GUILLERMO'S SERVICE STATION | 85-5326 Hawaii Belt road | Honaunau | HI | 96726 | NORMAN K. SATO | 1784 KUAHAKA ST | Honaunau | HI | 96726 | R-02 | 1959-04-05 | Permanently Out of Use | 1988-01-01 | 550 | Gasoline
9-600700 | GUILLERMO'S SERVICE STATION | 85-5326 Hawaii Belt road | Honaunau | HI | 96726 | NORMAN K. SATO | 1784 KUAHAKA ST | Honaunau | HI | 96726 | R-01 | 1959-04-05 | Permanently Out of Use | 1988-01-01 | 550 | Gasoline
9-201432 | MOUNTAIN VIEW DAIRY, INC. | 85-580 B WAIANAE VALLEY RD | Waianae | HI | 96792 | MOUNTAIN VIEW DAIRY, INC. |  | Waianae | HI | 96792 | 001 | 1982-03-18 | Permanently out of Use |  | 500 | Gasoline
9-201432 | MOUNTAIN VIEW DAIRY, INC. | 85-580 B WAIANAE VALLEY RD | Waianae | HI | 96792 | MOUNTAIN VIEW DAIRY, INC. |  | Waianae | HI | 96792 | 002 | 1966-03-18 | Permanently Out of Use |  | 6000 | Gasoline
9-200096 | C&CH WAIANAE FIRE STATION | 85-645 FARRINGTON HWY | Waianae | HI | 96792 | C&C OF HNL - HONOLULU FIRE DEPARATMENT | 636 South Street | Waianae | HI | 96792 | R-1 | 1976-06-01 | Permanently Out of Use | 1998-12-29 | 1000 | Diesel
9-200534 | WAIANAE CENTRAL OFFICE | 85-677 FARRINGTON HWY | Makaha | HI | 96792 | Hawaiian Telcom | P.O. Box 2200 | Makaha | HI | 96792 | M-1 | 1986-09-01 | Currently in Use |  | 550 | Diesel
9-201141 | LEEWARD PETROLEUM COMPANY - Bulk Plant | 85-723 FARRINGTON HWY | Waianae | HI | 96792 | Huiaina LLC | P.O. Box 235729 | Waianae | HI | 96792 | R-0837-3-1 | 1959-04-16 | Permanently Out of Use | 1989-11-01 | 10000 | Diesel
9-201141 | LEEWARD PETROLEUM COMPANY - Bulk Plant | 85-723 FARRINGTON HWY | Waianae | HI | 96792 | Huiaina LLC | P.O. Box 235729 | Waianae | HI | 96792 | r-0837-3-2 | 1959-04-16 | Permanently Out of Use | 1989-11-01 | 10000 | Diesel
9-201141 | LEEWARD PETROLEUM COMPANY - Bulk Plant | 85-723 FARRINGTON HWY | Waianae | HI | 96792 | Huiaina LLC | P.O. Box 235729 | Waianae | HI | 96792 | r-0837-1 | 1959-04-16 | Permanently Out of Use | 1989-11-01 | 10000 | Gasoline
9-201141 | LEEWARD PETROLEUM COMPANY - Bulk Plant | 85-723 FARRINGTON HWY | Waianae | HI | 96792 | Huiaina LLC | P.O. Box 235729 | Waianae | HI | 96792 | r-0837-7 | 1959-04-16 | Permanently Out of Use | 1989-11-01 | 10000 | Kerosene
9-201141 | LEEWARD PETROLEUM COMPANY - Bulk Plant | 85-723 FARRINGTON HWY | Waianae | HI | 96792 | Huiaina LLC | P.O. Box 235729 | Waianae | HI | 96792 | d high | 1989-11-01 | Temporarily out of Use |  | 12000 | Diesel
9-201141 | LEEWARD PETROLEUM COMPANY - Bulk Plant | 85-723 FARRINGTON HWY | Waianae | HI | 96792 | Huiaina LLC | P.O. Box 235729 | Waianae | HI | 96792 | 92 | 1989-11-01 | Temporarily out of Use |  | 12000 | Gasoline
9-201141 | LEEWARD PETROLEUM COMPANY - Bulk Plant | 85-723 FARRINGTON HWY | Waianae | HI | 96792 | Huiaina LLC | P.O. Box 235729 | Waianae | HI | 96792 | d low sulfur | 1989-11-01 | Temporarily out of Use |  | 12000 | Diesel
9-201141 | LEEWARD PETROLEUM COMPANY - Bulk Plant | 85-723 FARRINGTON HWY | Waianae | HI | 96792 | Huiaina LLC | P.O. Box 235729 | Waianae | HI | 96792 | 87 | 1989-11-01 | Temporarily out of Use |  | 12000 | Gasoline
9-201141 | LEEWARD PETROLEUM COMPANY - Bulk Plant | 85-723 FARRINGTON HWY | Waianae | HI | 96792 | Huiaina LLC | P.O. Box 235729 | Waianae | HI | 96792 | d low | 1989-11-01 | Temporarily out of Use |  | 12000 | Diesel
9-201141 | LEEWARD PETROLEUM COMPANY - Bulk Plant | 85-723 FARRINGTON HWY | Waianae | HI | 96792 | Huiaina LLC | P.O. Box 235729 | Waianae | HI | 96792 | r-0837-2 | 1959-04-16 | Permanently Out of Use | 1989-11-01 | 10000 | Gasoline
9-200019 | Leeward Petroleum Inc | 85-733 FARRINGTON HWY | Waianae | HI | 96792 | Ralph Saito | 85-733 Farrington Hwy | Waianae | HI | 96792 | 92 | 1984-07-01 | Currently in Use |  | 10000 | Gasoline
9-200019 | Leeward Petroleum Inc | 85-733 FARRINGTON HWY | Waianae | HI | 96792 | Ralph Saito | 85-733 Farrington Hwy | Waianae | HI | 96792 | 87 | 1984-07-01 | Currently in Use |  | 10000 | Gasoline
9-200019 | Leeward Petroleum Inc | 85-733 FARRINGTON HWY | Waianae | HI | 96792 | Ralph Saito | 85-733 Farrington Hwy | Waianae | HI | 96792 | R-4636-4 | 1984-07-01 | Permanently Out of Use | 1994-04-06 | 550 | Used Oil
9-200019 | Leeward Petroleum Inc | 85-733 FARRINGTON HWY | Waianae | HI | 96792 | Peter J. Lenhart | Attorney at Law, LLC 1088 Bishop Street, Suite 907 | Waianae | HI | 96792 | 87 | 1984-07-01 | Currently in Use |  | 10000 | Gasoline
9-200019 | Leeward Petroleum Inc | 85-733 FARRINGTON HWY | Waianae | HI | 96792 | Peter J. Lenhart | Attorney at Law, LLC 1088 Bishop Street, Suite 907 | Waianae | HI | 96792 | R-4636-4 | 1984-07-01 | Permanently Out of Use | 1994-04-06 | 550 | Used Oil
9-200019 | Leeward Petroleum Inc | 85-733 FARRINGTON HWY | Waianae | HI | 96792 | Peter J. Lenhart | Attorney at Law, LLC 1088 Bishop Street, Suite 907 | Waianae | HI | 96792 | 92 | 1984-07-01 | Currently in Use |  | 10000 | Gasoline
9-201208 | AIM WAIANAE | 85-803 FARRINGTON HWY | Waianae | HI | 96792 | ALOHA PETROLEUM, LTD. | 1132 Bishop St, Suite 1700 | Waianae | HI | 96792 | R-1 | 1968-04-04 | Permanently Out of Use | 1990-02-20 | 6000 | Gasoline
9-201208 | AIM WAIANAE | 85-803 FARRINGTON HWY | Waianae | HI | 96792 | ALOHA PETROLEUM, LTD. | 1132 Bishop St, Suite 1700 | Waianae | HI | 96792 | R-5 | 1968-04-04 | Permanently Out of Use | 1990-02-20 | 550 | Used Oil
9-201208 | AIM WAIANAE | 85-803 FARRINGTON HWY | Waianae | HI | 96792 | ALOHA PETROLEUM, LTD. | 1132 Bishop St, Suite 1700 | Waianae | HI | 96792 | R-4 | 1968-04-04 | Permanently Out of Use | 1990-02-20 | 4000 | Gasoline
9-201208 | AIM WAIANAE | 85-803 FARRINGTON HWY | Waianae | HI | 96792 | ALOHA PETROLEUM, LTD. | 1132 Bishop St, Suite 1700 | Waianae | HI | 96792 | 92 | 1990-04-30 | Currently in Use |  | 10000 | Gasohol
9-201208 | AIM WAIANAE | 85-803 FARRINGTON HWY | Waianae | HI | 96792 | ALOHA PETROLEUM, LTD. | 1132 Bishop St, Suite 1700 | Waianae | HI | 96792 | R-3 | 1970-04-04 | Permanently Out of Use | 1990-02-20 | 8000 | Gasoline
9-201208 | AIM WAIANAE | 85-803 FARRINGTON HWY | Waianae | HI | 96792 | ALOHA PETROLEUM, LTD. | 1132 Bishop St, Suite 1700 | Waianae | HI | 96792 | R-2 | 1950-04-04 | Permanently Out of Use | 1990-02-20 | 1000 | Gasoline
9-201208 | AIM WAIANAE | 85-803 FARRINGTON HWY | Waianae | HI | 96792 | ALOHA PETROLEUM, LTD. | 1132 Bishop St, Suite 1700 | Waianae | HI | 96792 | 87 | 1990-04-30 | Currently in Use |  | 10000 | Gasohol
9-201863 | 7-Eleven Waianae | 85-830 FARRINGTON HWY | Waianae | HI | 96792 | ALOHA PETROLEUM, LTD. | 1132 Bishop Street, Suite 1700 | Waianae | HI | 96792 | 3 | 1988-03-30 | Currently In Use |  | 10000 | Gasoline
9-201863 | 7-Eleven Waianae | 85-830 FARRINGTON HWY | Waianae | HI | 96792 | ALOHA PETROLEUM, LTD. | 1132 Bishop Street, Suite 1700 | Waianae | HI | 96792 | 1 | 1988-03-30 | Currently In Use |  | 10000 | Gasohol
9-201863 | 7-Eleven Waianae | 85-830 FARRINGTON HWY | Waianae | HI | 96792 | ALOHA PETROLEUM, LTD. | 1132 Bishop Street, Suite 1700 | Waianae | HI | 96792 | 2 | 1988-03-02 | Currently In Use |  | 10000 | Gasohol
9-201863 | 7-Eleven Waianae | 85-830 FARRINGTON HWY | Waianae | HI | 96792 | ALOHA PETROLEUM, LTD. | 1132 BISHOP STREET, SUITE 1700 | Waianae | HI | 96792 | 3 | 1988-03-30 | Currently In Use |  | 10000 | Gasoline
9-201863 | 7-Eleven Waianae | 85-830 FARRINGTON HWY | Waianae | HI | 96792 | ALOHA PETROLEUM, LTD. | 1132 BISHOP STREET, SUITE 1700 | Waianae | HI | 96792 | 2 | 1988-03-02 | Currently In Use |  | 10000 | Gasohol
9-201863 | 7-Eleven Waianae | 85-830 FARRINGTON HWY | Waianae | HI | 96792 | ALOHA PETROLEUM, LTD. | 1132 BISHOP STREET, SUITE 1700 | Waianae | HI | 96792 | 1 | 1988-03-30 | Currently In Use |  | 10000 | Gasohol
9-200115 | C&CH WAIANAE POLICE STATION | 85-939 FARRINGTON HWY | Waianae | HI | 96792 | Honolulu Police Department | 708 S. Beretanis St | Waianae | HI | 96792 | R-1 | 1970-07-15 | Permanently Out of Use | 1992-12-01 | 2000 | Gasoline
9-200115 | C&CH WAIANAE POLICE STATION | 85-939 FARRINGTON HWY | Waianae | HI | 96792 | Honolulu Police Department | 708 S. Beretanis St | Waianae | HI | 96792 | R-2 | 1970-01-15 | Permanently Out of Use | 1992-12-01 | 2000 | Gasoline
9-200115 | C&CH WAIANAE POLICE STATION | 85-939 FARRINGTON HWY | Waianae | HI | 96792 | Honolulu Police Department | 708 S. Beretanis St | Waianae | HI | 96792 | r-92 | 1993-03-04 | Permanently out of Use | 2014-03-10 | 12000 | Gasoline
9-201207 | 7-11 WAIANAE | 85-997 FARRINGTON HWY | Waianae | HI | 96792 | Mid Pac Petroleum LLC | 1100 Alakea Street, 8th floor | Waianae | HI | 96792 | R-2 | 1978-04-04 | Permanently Out of Use | 1998-04-04 | 10000 | Gasoline
9-201207 | 7-11 WAIANAE | 85-997 FARRINGTON HWY | Waianae | HI | 96792 | Mid Pac Petroleum LLC | 1100 Alakea Street, 8th floor | Waianae | HI | 96792 | 87 | 1998-05-01 | Currently In Use |  | 10000 | Gasoline
9-201207 | 7-11 WAIANAE | 85-997 FARRINGTON HWY | Waianae | HI | 96792 | Mid Pac Petroleum LLC | 1100 Alakea Street, 8th floor | Waianae | HI | 96792 | R-3 | 1978-04-04 | Permanently Out of Use | 1998-04-04 | 10000 | Gasoline
9-201207 | 7-11 WAIANAE | 85-997 FARRINGTON HWY | Waianae | HI | 96792 | Mid Pac Petroleum LLC | 1100 Alakea Street, 8th floor | Waianae | HI | 96792 | R-1 | 1978-04-04 | Permanently Out of Use | 1998-04-04 | 10000 | Gasoline
9-201207 | 7-11 WAIANAE | 85-997 FARRINGTON HWY | Waianae | HI | 96792 | Mid Pac Petroleum LLC | 1100 Alakea Street, 8th floor | Waianae | HI | 96792 | 92 | 1998-05-01 | Currently In Use |  | 10000 | Gasoline
9-500426 | VALLEY ISLE EXPRESS LTD. | 860 EHA ST | Wailuku | HI | 96793 | TRI ISLE INC | 860 EHA ST | Wailuku | HI | 96793 | R-2 | 1985-04-18 | Permanently Out of Use | 1998-06-08 | 4000 | Diesel
9-500426 | VALLEY ISLE EXPRESS LTD. | 860 EHA ST | Wailuku | HI | 96793 | TRI ISLE INC | 860 EHA ST | Wailuku | HI | 96793 | R-1 | 1985-04-18 | Permanently Out of Use | 1998-06-08 | 8000 | Gasoline
9-101543 | A COMPLETE SILK SCREEN SHOP | 860 HALEKAUWILA ST | Honolulu | HI | 96813 | ATHERTON FAMILY FOUNDATION | 111 S KING ST | Honolulu | HI | 96813 | R-1 |  | Permanently Out of Use | 1987-03-28 |  | Not Listed
9-201014 | WAIANAE SHELL | 86-003 FARRINGTON HWY | Waianae | HI | 96792 | EQUILON ENTERPRISES, LLC DBA SHELL OIL PRODUCTS US | 2555 13TH AVE, SW | Waianae | HI | 96792 | R-1 | 1971-04-23 | Permanently Out of Use | 1983-12-30 | 3000 | Gasoline
9-201014 | WAIANAE SHELL | 86-003 FARRINGTON HWY | Waianae | HI | 96792 | EQUILON ENTERPRISES, LLC DBA SHELL OIL PRODUCTS US | 2555 13TH AVE, SW | Waianae | HI | 96792 | R-2 | 1971-04-23 | Permanently Out of Use | 1983-12-30 | 4000 | Gasoline
9-201014 | WAIANAE SHELL | 86-003 FARRINGTON HWY | Waianae | HI | 96792 | EQUILON ENTERPRISES, LLC DBA SHELL OIL PRODUCTS US | 2555 13TH AVE, SW | Waianae | HI | 96792 | R-3 | 1971-04-23 | Permanently Out of Use | 1983-12-30 | 2000 | Gasoline
9-201014 | WAIANAE SHELL | 86-003 FARRINGTON HWY | Waianae | HI | 96792 | EQUILON ENTERPRISES, LLC DBA SHELL OIL PRODUCTS US | 2555 13TH AVE, SW | Waianae | HI | 96792 | R-4 | 1971-04-23 | Permanently Out of Use | 1983-12-30 | 6000 | Gasoline
9-201014 | WAIANAE SHELL | 86-003 FARRINGTON HWY | Waianae | HI | 96792 | EQUILON ENTERPRISES, LLC DBA SHELL OIL PRODUCTS US | 2555 13TH AVE, SW | Waianae | HI | 96792 | R-5 | 1971-04-23 | Permanently Out of Use | 1983-12-30 | 6000 | Gasoline
9-201014 | WAIANAE SHELL | 86-003 FARRINGTON HWY | Waianae | HI | 96792 | EQUILON ENTERPRISES, LLC DBA SHELL OIL PRODUCTS US | 2555 13TH AVE, SW | Waianae | HI | 96792 | R-6 | 1971-04-23 | Permanently Out of Use | 1983-12-30 | 550 | Used Oil
9-201014 | WAIANAE SHELL | 86-003 FARRINGTON HWY | Waianae | HI | 96792 | EQUILON ENTERPRISES, LLC DBA SHELL OIL PRODUCTS US | 2555 13TH AVE, SW | Waianae | HI | 96792 | R-I-1 | 1988-12-30 | Permanently Out of Use | 2002-09-20 | 12000 | Gasoline
9-201014 | WAIANAE SHELL | 86-003 FARRINGTON HWY | Waianae | HI | 96792 | EQUILON ENTERPRISES, LLC DBA SHELL OIL PRODUCTS US | 2555 13TH AVE, SW | Waianae | HI | 96792 | R-I-2 | 1988-12-30 | Permanently Out of Use | 2002-09-20 | 10000 | Gasoline
9-201014 | WAIANAE SHELL | 86-003 FARRINGTON HWY | Waianae | HI | 96792 | EQUILON ENTERPRISES, LLC DBA SHELL OIL PRODUCTS US | 2555 13TH AVE, SW | Waianae | HI | 96792 | R-I-3 | 1988-12-30 | Permanently Out of Use | 2002-09-20 | 10000 | Gasoline
9-201014 | WAIANAE SHELL | 86-003 FARRINGTON HWY | Waianae | HI | 96792 | EQUILON ENTERPRISES, LLC DBA SHELL OIL PRODUCTS US | 2555 13TH AVE, SW | Waianae | HI | 96792 | R-I-4 | 1988-12-30 | Permanently Out of Use | 2002-04-25 | 550 | Used Oil
9-200925 | TESORO 2Go #61047 | 86-090 FARRINGTON HWY | Waianae | HI | 96792 | HIE Retail, LLC | 800 Gessner Road, Suite 875 | Waianae | HI | 96792 | R-2 | 1969-05-06 | Permanently Out of Use | 1998-06-01 | 12000 | Gasoline
9-200925 | TESORO 2Go #61047 | 86-090 FARRINGTON HWY | Waianae | HI | 96792 | HIE Retail, LLC | 800 Gessner Road, Suite 875 | Waianae | HI | 96792 | R-1 | 1969-05-06 | Permanently Out of Use | 1998-06-01 | 12000 | Gasoline
9-200925 | TESORO 2Go #61047 | 86-090 FARRINGTON HWY | Waianae | HI | 96792 | HIE Retail, LLC | 800 Gessner Road, Suite 875 | Waianae | HI | 96792 | R-3 | 1969-05-06 | Permanently Out of Use | 1998-06-01 | 12000 | Gasoline
9-200925 | TESORO 2Go #61047 | 86-090 FARRINGTON HWY | Waianae | HI | 96792 | HIE Retail, LLC | 800 Gessner Road, Suite 875 | Waianae | HI | 96792 | 1 | 1998-09-01 | Currently In Use |  | 12000 | Gasohol
9-200925 | TESORO 2Go #61047 | 86-090 FARRINGTON HWY | Waianae | HI | 96792 | HIE Retail, LLC | 800 Gessner Road, Suite 875 | Waianae | HI | 96792 | 2b | 1998-09-01 | Currently In Use |  | 5000 | Diesel
9-200925 | TESORO 2Go #61047 | 86-090 FARRINGTON HWY | Waianae | HI | 96792 | HIE Retail, LLC | 800 Gessner Road, Suite 875 | Waianae | HI | 96792 | 2a | 1998-09-01 | Currently In Use |  | 10000 | Gasohol
9-103274 | REAL ESTATE DELIVERY INC. | 861 N NIMITZ HWY | Honolulu | HI | 96817 | REAL ESTATE DELIVERY INC. | P. O. Box 3200 | Honolulu | HI | 96817 | r-1 |  | Permanently out of Use | 1996-05-14 | 1000 | Gasoline
9-201677 | WAIANAE SEWAGE TREATMENT PLANT | 86-100 FARRINGTON HWY | Waianae | HI | 96792 | C&C HNL - DEPT OF ENVIRONMENTAL SERVICES | 1000 ULU'OHIA STREET, SUITE 308 | Waianae | HI | 96792 | M-1 | 1987-08-12 | Currently in Use |  | 6000 | Diesel
9-201677 | WAIANAE SEWAGE TREATMENT PLANT | 86-100 FARRINGTON HWY | Waianae | HI | 96792 | C&C HNL - DEPT OF ENVIRONMENTAL SERVICES | 1000 ULU'OHIA STREET, SUITE 308 | Waianae | HI | 96792 | M-2 | 1994-12-30 | Currently in Use |  | 2500 | Diesel
9-202565 | LENAKONA DEVELOPMENT, LTD | 86-140 FARRINGTON HWY | Waianae | HI | 96792 | LENAKONA DEVELOPMENT, LTD | 870 KAPAHULU AVE, #204 | Waianae | HI | 96792 | R-3 | 1940-12-30 | Permanently Out of Use | 1993-05-01 | 6000 | Other
9-202565 | LENAKONA DEVELOPMENT, LTD | 86-140 FARRINGTON HWY | Waianae | HI | 96792 | LENAKONA DEVELOPMENT, LTD | 870 KAPAHULU AVE, #204 | Waianae | HI | 96792 | R-2 | 1940-12-30 | Permanently Out of Use | 1993-05-26 | 6000 | Other
9-202565 | LENAKONA DEVELOPMENT, LTD | 86-140 FARRINGTON HWY | Waianae | HI | 96792 | LENAKONA DEVELOPMENT, LTD | 870 KAPAHULU AVE, #204 | Waianae | HI | 96792 | R-4 |  | Permanently Out of Use | 1993-05-01 | 10000 | Other
9-202565 | LENAKONA DEVELOPMENT, LTD | 86-140 FARRINGTON HWY | Waianae | HI | 96792 | LENAKONA DEVELOPMENT, LTD | 870 KAPAHULU AVE, #204 | Waianae | HI | 96792 | R-1 | 1940-12-30 | Permanently Out of Use | 1993-05-26 | 1000 | Gasoline
9-200133 | C&CH WAIANAE CORP YARD | 86-220 FARRINGTON HWY | Waianae | HI | 96792 | C&C HNL - DEPT. OF FACILITY MAINTENANCE | AUTOMOTIVE SERVICES DIVISION 1000 ULUOHIA ST, SUITE 215 | Waianae | HI | 96792 | R-3 | 1979-01-01 | Permanently Out of Use | 1992-12-01 | 1000 | Diesel
9-200133 | C&CH WAIANAE CORP YARD | 86-220 FARRINGTON HWY | Waianae | HI | 96792 | C&C HNL - DEPT. OF FACILITY MAINTENANCE | AUTOMOTIVE SERVICES DIVISION 1000 ULUOHIA ST, SUITE 215 | Waianae | HI | 96792 | r-87 | 1993-02-01 | Permanently out of Use | 2008-11-20 | 1000 | Gasoline
9-200133 | C&CH WAIANAE CORP YARD | 86-220 FARRINGTON HWY | Waianae | HI | 96792 | C&C HNL - DEPT. OF FACILITY MAINTENANCE | AUTOMOTIVE SERVICES DIVISION 1000 ULUOHIA ST, SUITE 215 | Waianae | HI | 96792 | R-1 | 1979-01-01 | Permanently Out of Use | 1992-12-01 | 2000 | Diesel
9-200133 | C&CH WAIANAE CORP YARD | 86-220 FARRINGTON HWY | Waianae | HI | 96792 | C&C HNL - DEPT. OF FACILITY MAINTENANCE | AUTOMOTIVE SERVICES DIVISION 1000 ULUOHIA ST, SUITE 215 | Waianae | HI | 96792 | R-2 | 1966-01-01 | Permanently Out of Use | 1992-12-01 | 1000 | Diesel
9-200133 | C&CH WAIANAE CORP YARD | 86-220 FARRINGTON HWY | Waianae | HI | 96792 | C&C HNL - DEPT. OF FACILITY MAINTENANCE | AUTOMOTIVE SERVICES DIVISION 1000 ULUOHIA ST, SUITE 215 | Waianae | HI | 96792 | r 1A | 1993-02-01 | Permanently out of Use | 2008-11-20 | 2500 | Diesel
9-100284 | OAHU LUMBER & HARDWARE CO., LTD. | 863 N NIMITZ HWY | Honolulu | HI | 96817 | OAHU LUMBER & HARDWARE CO., LTD. | 863 N NIMITZ HWY | Honolulu | HI | 96817 | R-1 | 1976-03-26 | Permanently Out of Use | 1994-01-26 | 1500 | Gasoline
9-100284 | OAHU LUMBER & HARDWARE CO., LTD. | 863 N NIMITZ HWY | Honolulu | HI | 96817 | OAHU LUMBER & HARDWARE CO., LTD. | 863 N NIMITZ HWY | Honolulu | HI | 96817 | P-2 | 1976-03-26 | Permanently Out of Use |  |  | Other
9-100284 | OAHU LUMBER & HARDWARE CO., LTD. | 863 N NIMITZ HWY | Honolulu | HI | 96817 | OAHU LUMBER & HARDWARE CO., LTD. | 863 N NIMITZ HWY | Honolulu | HI | 96817 | R-3 |  | Permanently Out of Use | 1994-01-26 | 1000 | Gasoline
9-601694 | HILO QUALITY CLEANERS | 865 KINOOLE ST | Hilo | HI | 96720 | HILO QUALITY CLEANERS, LTD | 865 KINOOLE ST | Hilo | HI | 96720 | R-3 | 1966-10-23 | Permanently Out of Use | 1990-10-30 | 1000 | Other
9-601694 | HILO QUALITY CLEANERS | 865 KINOOLE ST | Hilo | HI | 96720 | HILO QUALITY CLEANERS, LTD | 865 KINOOLE ST | Hilo | HI | 96720 | R-2 | 1966-10-23 | Permanently Out of Use | 1990-10-30 | 1000 | Other
9-601694 | HILO QUALITY CLEANERS | 865 KINOOLE ST | Hilo | HI | 96720 | HILO QUALITY CLEANERS, LTD | 865 KINOOLE ST | Hilo | HI | 96720 | R-4 | 1971-10-24 | Permanently Out of Use | 1990-10-30 | 6000 | Other
9-502466 | BUDGET RENT-A-CAR SYSTEMS INC. 2108 (PMID OGG002120) | 865 W MOKUEA PLACE | Kahului | HI | 96732 | AVIS RENT A CAR SYSTEM LLC | 6 Sylvan Way Dept 29-C93-36 | Kahului | HI | 96732 | 87a | 1987-01-01 | Currently in Use |  | 12000 | Gasoline
9-502466 | BUDGET RENT-A-CAR SYSTEMS INC. 2108 (PMID OGG002120) | 865 W MOKUEA PLACE | Kahului | HI | 96732 | AVIS RENT A CAR SYSTEM LLC | 6 Sylvan Way Dept 29-C93-36 | Kahului | HI | 96732 | R-4 | 1987-01-01 | Permanently Out of Use | 1996-10-09 | 1000 | Other
9-502466 | BUDGET RENT-A-CAR SYSTEMS INC. 2108 (PMID OGG002120) | 865 W MOKUEA PLACE | Kahului | HI | 96732 | AVIS RENT A CAR SYSTEM LLC | 6 Sylvan Way Dept 29-C93-36 | Kahului | HI | 96732 | 87b | 1987-01-01 | Currently in Use |  | 12000 | Gasoline
9-502466 | BUDGET RENT-A-CAR SYSTEMS INC. 2108 (PMID OGG002120) | 865 W MOKUEA PLACE | Kahului | HI | 96732 | AVIS RENT A CAR SYSTEM LLC | 6 Sylvan Way Dept 29-C93-36 | Kahului | HI | 96732 | R-3 | 1987-01-01 | Permanently Out of Use | 1996-10-09 | 1000 | Used Oil
9-201117 | Gennesart Group Inc. (prev. Miya's Chevron) | 866 KAMEHAMEHA HWY | Pearl City | HI | 96782 | CHEVRON PRODUCTS COMPANY | Attn Permit Desk PO Box 6004 | Pearl City | HI | 96782 | 92 | 1984-01-01 | Currently in Use |  | 10000 | Gasoline
9-201117 | Gennesart Group Inc. (prev. Miya's Chevron) | 866 KAMEHAMEHA HWY | Pearl City | HI | 96782 | CHEVRON PRODUCTS COMPANY | Attn Permit Desk PO Box 6004 | Pearl City | HI | 96782 | 87 - slave | 1984-01-01 | Currently in Use |  | 10000 | Gasoline
9-201117 | Gennesart Group Inc. (prev. Miya's Chevron) | 866 KAMEHAMEHA HWY | Pearl City | HI | 96782 | CHEVRON PRODUCTS COMPANY | Attn Permit Desk PO Box 6004 | Pearl City | HI | 96782 | R-004 | 1984-06-09 | Permanently Out of Use | 1989-05-02 | 1000 | Used Oil
9-201117 | Gennesart Group Inc. (prev. Miya's Chevron) | 866 KAMEHAMEHA HWY | Pearl City | HI | 96782 | CHEVRON PRODUCTS COMPANY | Attn Permit Desk PO Box 6004 | Pearl City | HI | 96782 | 87-master | 1984-01-01 | Currently in Use |  | 10000 | Gasoline
9-103564 | AALA PRODUCE | 869 N NIMITZ HWY | Honolulu | HI | 96819 | AALA PRODUCE | 431 N NIMITZ HWY | Honolulu | HI | 96819 | R-1 |  | Permanently Out of Use | 1999-08-23 | 350 | Not Listed
9-101373 | KANO TRUCKING SVC. LTD. | 869 N NIMITZ HWY | Honolulu | HI | 96817 | KANO TRUCKING SVC. LTD. |  | Honolulu | HI | 96817 | R-1 |  | Permanently Out of Use | 1996-05-14 | 2000 | Gasoline
9-100189 | DAGS - AUTOMOTIVE MANAGEMENT DIVISION | 869A PUNCHBOWL ST | Honolulu | HI | 96813 | STATE DAGS - AUTO MANAGEMENT DIVISION | 869 A Punchbowl St | Honolulu | HI | 96813 | R-2 | 1961-04-30 | Permanently Out of Use | 1987-10-01 | 250 | Used Oil
9-100189 | DAGS - AUTOMOTIVE MANAGEMENT DIVISION | 869A PUNCHBOWL ST | Honolulu | HI | 96813 | STATE DAGS - AUTO MANAGEMENT DIVISION | 869 A Punchbowl St | Honolulu | HI | 96813 | 2 | 1987-11-01 | Currently in Use |  | 550 | Used Oil
9-100189 | DAGS - AUTOMOTIVE MANAGEMENT DIVISION | 869A PUNCHBOWL ST | Honolulu | HI | 96813 | STATE DAGS - AUTO MANAGEMENT DIVISION | 869 A Punchbowl St | Honolulu | HI | 96813 | R-1 | 1961-04-30 | Permanently Out of Use | 1987-10-01 | 6000 | Gasoline
9-100189 | DAGS - AUTOMOTIVE MANAGEMENT DIVISION | 869A PUNCHBOWL ST | Honolulu | HI | 96813 | STATE DAGS - AUTO MANAGEMENT DIVISION | 869 A Punchbowl St | Honolulu | HI | 96813 | 87 | 1987-11-01 | Currently in Use |  | 6000 | Gasoline
9-500405 | MAUI PINEAPPLE CO., LTD.-CORNMILL | 870 HALIIMAILE HWY | Haliimaile | HI | 96768 | MAUI PINEAPPLE COMPANY, LTD. | 120 Kane St | Haliimaile | HI | 96768 | P-1 | 1921-04-15 | Permanently Out of Use |  | 1000 | Gasoline
9-500406 | MAUI PINEAPPLE CO. | 870 HALIIMAILE HWY / GAS PUMP | Haliimaile | HI | 96768 | MAUI PINEAPPLE COMPANY, LTD. | 120 Kane St | Haliimaile | HI | 96768 | R-1 | 1951-04-16 | Permanently Out of Use |  | 10000 | Gasoline
9-500406 | MAUI PINEAPPLE CO. | 870 HALIIMAILE HWY / GAS PUMP | Haliimaile | HI | 96768 | MAUI PINEAPPLE COMPANY, LTD. | 120 Kane St | Haliimaile | HI | 96768 | 2 | 1941-04-15 | Permanently Out of Use |  | 10000 | Other
9-502616 | MAUI PINEAPPLE CO. HALIIMAILE PL. | 870 HALIIMAILE HWY SERVICE DEPT | Haliimaile | HI | 96768 | MAUI PINEAPPLE COMPANY, LTD. | 120 Kane St | Haliimaile | HI | 96768 | R-1 | 1941-04-15 | Permanently Out of Use | 1997-07-09 | 1000 | Gasoline
9-502616 | MAUI PINEAPPLE CO. HALIIMAILE PL. | 870 HALIIMAILE HWY SERVICE DEPT | Haliimaile | HI | 96768 | MAUI PINEAPPLE COMPANY, LTD. | 120 Kane St | Haliimaile | HI | 96768 | R-2 | 1926-04-15 | Permanently Out of Use | 1997-07-09 | 1000 | Gasoline
9-502616 | MAUI PINEAPPLE CO. HALIIMAILE PL. | 870 HALIIMAILE HWY SERVICE DEPT | Haliimaile | HI | 96768 | MAUI PINEAPPLE COMPANY, LTD. | 120 Kane St | Haliimaile | HI | 96768 | R-3 | 1941-04-15 | Permanently Out of Use | 1998-04-24 | 500 | Used Oil
9-502616 | MAUI PINEAPPLE CO. HALIIMAILE PL. | 870 HALIIMAILE HWY SERVICE DEPT | Haliimaile | HI | 96768 | MAUI PINEAPPLE COMPANY, LTD. | 120 Kane St | Haliimaile | HI | 96768 | R-4 |  | Permanently Out of Use | 1998-04-24 | 285 | Used Oil
9-200142 | LUALUALEI WASTEWATER PUMP STATION | 87-1581 FARRINGTON HWY | Lualualei | HI | 96792 | C & C of Honolul - Dept. of Environmental Services | 1000 Uluohia Street, Suite 308 | Lualualei | HI | 96792 | M-1 | 1981-05-07 | Currently in Use |  | 2000 | Diesel
9-202791 | LEEWARD PETROLEUM | 87-166 FARRINGTON HWY | Waianae | HI | 96792 | LEEWARD PETROLEUM | 85-723 FARRINGTON HWY | Waianae | HI | 96792 | r-2 | 1969-03-06 | Permanently out of Use | 2012-03-21 | 6000 | Gasoline
9-202791 | LEEWARD PETROLEUM | 87-166 FARRINGTON HWY | Waianae | HI | 96792 | LEEWARD PETROLEUM | 85-723 FARRINGTON HWY | Waianae | HI | 96792 | r-1 | 1969-03-06 | Permanently out of Use | 2012-03-21 | 6000 | Gasoline
9-201364 | SILVA'S NANAKULI SHELL | 87-1796 FARRINGTON HWY | Nanakuli | HI | 96792 | CAESAR L. SILVA | 87-1796 FARRINGTON HIGHWAY | Nanakuli | HI | 96792 | R-2 | 1986-07-02 | Permanently Out of Use | 1999-11-23 | 10000 | Gasoline
9-201364 | SILVA'S NANAKULI SHELL | 87-1796 FARRINGTON HWY | Nanakuli | HI | 96792 | CAESAR L. SILVA | 87-1796 FARRINGTON HIGHWAY | Nanakuli | HI | 96792 | R-1 | 1986-07-02 | Permanently Out of Use | 1999-11-23 | 10000 | Gasoline
9-201364 | SILVA'S NANAKULI SHELL | 87-1796 FARRINGTON HWY | Nanakuli | HI | 96792 | CAESAR L. SILVA | 87-1796 FARRINGTON HIGHWAY | Nanakuli | HI | 96792 | R-1 | 1968-04-22 | Permanently Out of Use | 1986-07-18 | 8000 | Gasoline
9-201364 | SILVA'S NANAKULI SHELL | 87-1796 FARRINGTON HWY | Nanakuli | HI | 96792 | CAESAR L. SILVA | 87-1796 FARRINGTON HIGHWAY | Nanakuli | HI | 96792 | R-2 | 1968-04-22 | Permanently Out of Use | 1986-07-18 | 5000 | Gasoline
9-201364 | SILVA'S NANAKULI SHELL | 87-1796 FARRINGTON HWY | Nanakuli | HI | 96792 | CAESAR L. SILVA | 87-1796 FARRINGTON HIGHWAY | Nanakuli | HI | 96792 | R-3 | 1968-04-22 | Permanently Out of Use | 1986-07-18 | 4000 | Gasoline
9-201364 | SILVA'S NANAKULI SHELL | 87-1796 FARRINGTON HWY | Nanakuli | HI | 96792 | CAESAR L. SILVA | 87-1796 FARRINGTON HIGHWAY | Nanakuli | HI | 96792 | R-4 | 1971-04-23 | Permanently Out of Use | 1986-07-18 | 4000 | Gasoline
9-201364 | SILVA'S NANAKULI SHELL | 87-1796 FARRINGTON HWY | Nanakuli | HI | 96792 | CAESAR L. SILVA | 87-1796 FARRINGTON HIGHWAY | Nanakuli | HI | 96792 | R-3 | 1966-07-18 | Permanently Out of Use | 1999-11-23 | 550 | Used Oil
9-200924 | GAS EXPRESS 61 | 87-1818 FARRINGTON HWY | Waianae | HI | 96792 | BHP HAWAII INC. | P.O. BOX 3379 | Waianae | HI | 96792 | R-3 | 1968-05-06 | Permanently Out of Use | 1990-09-05 | 5000 | Gasoline
9-200924 | GAS EXPRESS 61 | 87-1818 FARRINGTON HWY | Waianae | HI | 96792 | BHP HAWAII INC. | P.O. BOX 3379 | Waianae | HI | 96792 | R-1 | 1968-05-06 | Permanently Out of Use | 1990-09-05 | 4000 | Gasoline
9-200924 | GAS EXPRESS 61 | 87-1818 FARRINGTON HWY | Waianae | HI | 96792 | BHP HAWAII INC. | P.O. BOX 3379 | Waianae | HI | 96792 | R-4 | 1968-05-06 | Permanently Out of Use | 1990-09-05 | 12000 | Gasoline
9-200924 | GAS EXPRESS 61 | 87-1818 FARRINGTON HWY | Waianae | HI | 96792 | BHP HAWAII INC. | P.O. BOX 3379 | Waianae | HI | 96792 | R-2 | 1968-05-06 | Permanently Out of Use | 1990-09-05 | 6000 | Gasoline
9-201206 | NANAKULI Seven Eleven | 87-1926 FARRINGTON HWY | Waianae | HI | 96792 | Mid Pac Petroleum LLC | 1100 Alakea Street, 8th floor | Waianae | HI | 96792 | R-2 | 1963-04-05 | Permanently Out of Use | 1991-02-01 | 5700 | Gasoline
9-201206 | NANAKULI Seven Eleven | 87-1926 FARRINGTON HWY | Waianae | HI | 96792 | Mid Pac Petroleum LLC | 1100 Alakea Street, 8th floor | Waianae | HI | 96792 | R-3 | 1970-04-04 | Permanently Out of Use | 1991-02-01 | 5000 | Gasoline
9-201206 | NANAKULI Seven Eleven | 87-1926 FARRINGTON HWY | Waianae | HI | 96792 | Mid Pac Petroleum LLC | 1100 Alakea Street, 8th floor | Waianae | HI | 96792 | R-1 | 1960-04-04 | Permanently Out of Use | 1991-02-01 | 8000 | Gasoline
9-201206 | NANAKULI Seven Eleven | 87-1926 FARRINGTON HWY | Waianae | HI | 96792 | Mid Pac Petroleum LLC | 1100 Alakea Street, 8th floor | Waianae | HI | 96792 | 87 | 1991-03-31 | Currently In Use |  | 10000 | Gasoline
9-201206 | NANAKULI Seven Eleven | 87-1926 FARRINGTON HWY | Waianae | HI | 96792 | Mid Pac Petroleum LLC | 1100 Alakea Street, 8th floor | Waianae | HI | 96792 | 92 | 1991-03-31 | Currently In Use |  | 10000 | Gasoline
9-201864 | ALOHA NANAKULI | 87-1942 FARRINGTON HWY | Nanakuli | HI | 96792 | ALOHA PETROLEUM, LTD. | 1132 Bishop Street, Suite 1700 | Nanakuli | HI | 96792 | 3 | 1988-11-30 | Currently In Use |  | 10000 | Diesel
9-201864 | ALOHA NANAKULI | 87-1942 FARRINGTON HWY | Nanakuli | HI | 96792 | ALOHA PETROLEUM, LTD. | 1132 Bishop Street, Suite 1700 | Nanakuli | HI | 96792 | 92 | 1988-11-30 | Currently In Use |  | 10000 | Gasohol
9-201864 | ALOHA NANAKULI | 87-1942 FARRINGTON HWY | Nanakuli | HI | 96792 | ALOHA PETROLEUM, LTD. | 1132 Bishop Street, Suite 1700 | Nanakuli | HI | 96792 | 87 | 1988-11-30 | Currently In Use |  | 10000 | Gasohol
9-201860 | TESORO 2Go #61046 | 87-2070 FARRINGTON HWY | Nanakuli | HI | 96792 | HIE Retail, LLC | 800 Gessner Road, Suite 875 | Nanakuli | HI | 96792 | R-2 | 1982-12-01 | Permanently Out of Use | 1997-12-01 | 8000 | Gasoline
9-201860 | TESORO 2Go #61046 | 87-2070 FARRINGTON HWY | Nanakuli | HI | 96792 | HIE Retail, LLC | 800 Gessner Road, Suite 875 | Nanakuli | HI | 96792 | 3 | 1998-04-01 | Currently in Use |  | 8000 | Diesel
9-201860 | TESORO 2Go #61046 | 87-2070 FARRINGTON HWY | Nanakuli | HI | 96792 | HIE Retail, LLC | 800 Gessner Road, Suite 875 | Nanakuli | HI | 96792 | 2 | 1998-04-01 | Currently In Use |  | 12000 | Gasohol
9-201860 | TESORO 2Go #61046 | 87-2070 FARRINGTON HWY | Nanakuli | HI | 96792 | HIE Retail, LLC | 800 Gessner Road, Suite 875 | Nanakuli | HI | 96792 | R-3 | 1991-05-31 | Permanently Out of Use | 1997-12-01 | 10000 | Gasoline
9-201860 | TESORO 2Go #61046 | 87-2070 FARRINGTON HWY | Nanakuli | HI | 96792 | HIE Retail, LLC | 800 Gessner Road, Suite 875 | Nanakuli | HI | 96792 | R-1 | 1982-12-01 | Permanently Out of Use | 1997-12-01 | 8000 | Gasoline
9-201860 | TESORO 2Go #61046 | 87-2070 FARRINGTON HWY | Nanakuli | HI | 96792 | HIE Retail, LLC | 800 Gessner Road, Suite 875 | Nanakuli | HI | 96792 | 1 | 1998-04-01 | Currently In Use |  | 12000 | Gasohol
9-201963 | FASTOP Petroleum Marketing Inc. | 87-2130 FARRINGTON HWY | Nanakuli | HI | 96792 | FASTOP PETROLEUM MARKETING, INC. | 727 Waiakamilo Rd. | Nanakuli | HI | 96792 | 92 | 1989-10-26 | Currently In Use |  | 10000 | Gasoline
9-201963 | FASTOP Petroleum Marketing Inc. | 87-2130 FARRINGTON HWY | Nanakuli | HI | 96792 | FASTOP PETROLEUM MARKETING, INC. | 727 Waiakamilo Rd. | Nanakuli | HI | 96792 | 87 | 1989-10-26 | Currently In Use |  | 10000 | Gasoline
9-200910 | ED'S AUTO REPAIR | 87-680 FARRINGTON HWY | Waianae | HI | 96792 | ED'S AUTO REPAIR | 87-690 FARRINGTON HWY | Waianae | HI | 96792 | R-2 | 1971-04-28 | Permanently Out of Use | 1992-05-01 | 2000 | Diesel
9-200910 | ED'S AUTO REPAIR | 87-680 FARRINGTON HWY | Waianae | HI | 96792 | ED'S AUTO REPAIR | 87-690 FARRINGTON HWY | Waianae | HI | 96792 | R-1 | 1971-04-28 | Permanently Out of Use | 1992-05-01 | 2000 | Gasoline
9-200225 | NATIONWIDE INC. | 87-680 HAKIMO RD | Waianae | HI | 96792 | GEORGE S. FUJII | 94-140 Makoa St | Waianae | HI | 96792 | P-001 | 1958-08-04 | Permanently Out of Use |  | 550 | Gasoline
9-200622 | 7-Eleven Maili | 87-720 FARRINGTON HWY | Waianae | HI | 96792 | ALOHA PETROLEUM, LTD. | 1132 Bishop Street, Suite 1700 | Waianae | HI | 96792 | 1m | 1988-01-31 | Currently in Use |  | 10000 | Gasohol
9-200622 | 7-Eleven Maili | 87-720 FARRINGTON HWY | Waianae | HI | 96792 | ALOHA PETROLEUM, LTD. | 1132 Bishop Street, Suite 1700 | Waianae | HI | 96792 | 2s | 1988-01-31 | Currently in Use |  | 10000 | Gasohol
9-200622 | 7-Eleven Maili | 87-720 FARRINGTON HWY | Waianae | HI | 96792 | ALOHA PETROLEUM, LTD. | 1132 Bishop Street, Suite 1700 | Waianae | HI | 96792 | 3 | 1988-01-31 | Currently in Use |  | 10000 | Gasohol
9-203791 | Tropical Rainbows | 87-828 Hakimo Road | Waianae | HI | 96792 | Thomas Chock | 87-828 Hakimo Road | Waianae | HI | 96792 | R-1 |  | Permanently Out of Use | 1982-01-01 | 500 | Not Listed
9-200102 | Mid Pac Petroleum 2705661 | 87-890 FARRINGTON HWY | Waianae | HI | 96792 | Mid Pac Petroleum LLC | 1100 Alakea Street, 8th floor | Waianae | HI | 96792 | r-92-5661-2 | 1986-12-23 | Permanently out of Use | 2008-04-07 | 12000 | Gasoline
9-200102 | Mid Pac Petroleum 2705661 | 87-890 FARRINGTON HWY | Waianae | HI | 96792 | Mid Pac Petroleum LLC | 1100 Alakea Street, 8th floor | Waianae | HI | 96792 | r-5661-3 | 1986-12-23 | Permanently out of Use | 2010-08-23 | 500 | Used Oil
9-200102 | Mid Pac Petroleum 2705661 | 87-890 FARRINGTON HWY | Waianae | HI | 96792 | Mid Pac Petroleum LLC | 1100 Alakea Street, 8th floor | Waianae | HI | 96792 | r-87-5661-1 | 1986-11-23 | Permanently out of Use | 2008-04-07 | 12000 | Gasoline
9-200102 | Mid Pac Petroleum 2705661 | 87-890 FARRINGTON HWY | Waianae | HI | 96792 | Mid Pac Petroleum LLC | 1100 Alakea Street, 8th floor | Waianae | HI | 96792 | 2b | 2008-04-25 | Currently in Use |  | 4000 | Diesel
9-200102 | Mid Pac Petroleum 2705661 | 87-890 FARRINGTON HWY | Waianae | HI | 96792 | Mid Pac Petroleum LLC | 1100 Alakea Street, 8th floor | Waianae | HI | 96792 | 1 | 2008-04-25 | Currently in Use |  | 12000 | Gasoline
9-200102 | Mid Pac Petroleum 2705661 | 87-890 FARRINGTON HWY | Waianae | HI | 96792 | Mid Pac Petroleum LLC | 1100 Alakea Street, 8th floor | Waianae | HI | 96792 | 2a | 2008-04-25 | Currently in Use |  | 8000 | Gasoline
9-100040 | MID PAC PETROLEUM LLC 2705952 | 882 S BERETANIA ST | Honolulu | HI | 96813 | Mid Pac Petroleum LLC | 1100 Alakea Street, 8th floor | Honolulu | HI | 96813 | R-4 | 1955-04-02 | Permanently Out of Use | 1986-12-01 | 550 | Used Oil
9-100040 | MID PAC PETROLEUM LLC 2705952 | 882 S BERETANIA ST | Honolulu | HI | 96813 | Mid Pac Petroleum LLC | 1100 Alakea Street, 8th floor | Honolulu | HI | 96813 | 1 | 1995-12-01 | Currently in Use |  | 15000 | Gasoline
9-100040 | MID PAC PETROLEUM LLC 2705952 | 882 S BERETANIA ST | Honolulu | HI | 96813 | Mid Pac Petroleum LLC | 1100 Alakea Street, 8th floor | Honolulu | HI | 96813 | 2 | 1995-12-01 | Currently in Use |  | 15000 | Gasoline
9-100040 | MID PAC PETROLEUM LLC 2705952 | 882 S BERETANIA ST | Honolulu | HI | 96813 | Mid Pac Petroleum LLC | 1100 Alakea Street, 8th floor | Honolulu | HI | 96813 | R-1 | 1955-04-02 | Permanently Out of Use | 1986-12-01 | 7500 | Gasoline
9-100040 | MID PAC PETROLEUM LLC 2705952 | 882 S BERETANIA ST | Honolulu | HI | 96813 | Mid Pac Petroleum LLC | 1100 Alakea Street, 8th floor | Honolulu | HI | 96813 | R-2 | 1955-04-02 | Permanently Out of Use | 1986-12-01 | 5000 | Gasoline
9-100040 | MID PAC PETROLEUM LLC 2705952 | 882 S BERETANIA ST | Honolulu | HI | 96813 | Mid Pac Petroleum LLC | 1100 Alakea Street, 8th floor | Honolulu | HI | 96813 | R-01 | 1986-12-23 | Permanently Out of Use | 1995-07-06 | 12000 | Gasoline
9-100040 | MID PAC PETROLEUM LLC 2705952 | 882 S BERETANIA ST | Honolulu | HI | 96813 | Mid Pac Petroleum LLC | 1100 Alakea Street, 8th floor | Honolulu | HI | 96813 | R-02 | 1986-12-23 | Permanently Out of Use | 1995-07-06 | 12000 | Gasoline
9-100040 | MID PAC PETROLEUM LLC 2705952 | 882 S BERETANIA ST | Honolulu | HI | 96813 | Mid Pac Petroleum LLC | 1100 Alakea Street, 8th floor | Honolulu | HI | 96813 | R-03 | 1986-12-23 | Permanently Out of Use | 1995-07-06 | 550 | Used Oil
9-501595 | AVIS RENT-A-CAR SYSTEM INC (PMID OGG002115) | 884 W MOKUEA PL | Wailuku | HI | 96793 | AVIS RENT A CAR | 6 SYLVAN WAY DEPT 29-093-36 | Wailuku | HI | 96793 | R-1 | 1973-03-10 | Permanently Out of Use |  | 1000 | Gasoline
9-501595 | AVIS RENT-A-CAR SYSTEM INC (PMID OGG002115) | 884 W MOKUEA PL | Wailuku | HI | 96793 | AVIS RENT A CAR | 6 SYLVAN WAY DEPT 29-093-36 | Wailuku | HI | 96793 | R-2 | 1973-03-10 | Permanently Out of Use |  | 1000 | Used Oil
9-501890 | AVIS RENT-A-CAR SYSTEM INC (PMID OGG002117) | 884 W MOKUEA PL KAHULUI AIRPORT | Kahului | HI | 96732 | AVIS RENT A CAR | 6 SYLVAN WAY DEPT 29-093-36 | Kahului | HI | 96732 | R-1 | 1976-04-22 | Permanently Out of Use | 1987-01-01 | 10000 | Gasoline
9-501890 | AVIS RENT-A-CAR SYSTEM INC (PMID OGG002117) | 884 W MOKUEA PL KAHULUI AIRPORT | Kahului | HI | 96732 | AVIS RENT A CAR | 6 SYLVAN WAY DEPT 29-093-36 | Kahului | HI | 96732 | R-2 | 1976-04-22 | Permanently Out of Use | 1987-01-01 | 10000 | Gasoline
9-501890 | AVIS RENT-A-CAR SYSTEM INC (PMID OGG002117) | 884 W MOKUEA PL KAHULUI AIRPORT | Kahului | HI | 96732 | AVIS RENT A CAR | 6 SYLVAN WAY DEPT 29-093-36 | Kahului | HI | 96732 | R-3 | 1976-04-22 | Permanently Out of Use | 1987-01-01 | 3000 | Gasoline
9-501890 | AVIS RENT-A-CAR SYSTEM INC (PMID OGG002117) | 884 W MOKUEA PL KAHULUI AIRPORT | Kahului | HI | 96732 | AVIS RENT A CAR | 6 SYLVAN WAY DEPT 29-093-36 | Kahului | HI | 96732 | 3 | 1987-02-25 | Currently in Use |  | 1000 | Other
9-501890 | AVIS RENT-A-CAR SYSTEM INC (PMID OGG002117) | 884 W MOKUEA PL KAHULUI AIRPORT | Kahului | HI | 96732 | AVIS RENT A CAR | 6 SYLVAN WAY DEPT 29-093-36 | Kahului | HI | 96732 | R-4 | 1977-05-08 | Permanently Out of Use |  | 10000 | Gasoline
9-501890 | AVIS RENT-A-CAR SYSTEM INC (PMID OGG002117) | 884 W MOKUEA PL KAHULUI AIRPORT | Kahului | HI | 96732 | AVIS RENT A CAR | 6 SYLVAN WAY DEPT 29-093-36 | Kahului | HI | 96732 | 2 | 1987-02-25 | Currently in Use |  | 550 | Used Oil
9-501890 | AVIS RENT-A-CAR SYSTEM INC (PMID OGG002117) | 884 W MOKUEA PL KAHULUI AIRPORT | Kahului | HI | 96732 | AVIS RENT A CAR | 6 SYLVAN WAY DEPT 29-093-36 | Kahului | HI | 96732 | 1 | 1987-02-25 | Currently in Use |  | 12000 | Gasoline
9-101673 | H. HAMADA STORE INC. | 885 QUEEN ST | Honolulu | HI | 96813 | H. HAMADA STORE INC. | 885 QUEEN ST | Honolulu | HI | 96813 | R-001 | 1982-08-05 | Permanently Out of Use | 1989-09-21 | 1000 | Gasoline
9-200094 | C&CH PEARL CITY FIRE STATION | 886 FIRST ST | Pearl City | HI | 96782 | C&C HNL Fire Dept | 636 South Street | Pearl City | HI | 96782 | R-001 | 1958-01-21 | Permanently Out of Use | 1988-01-30 | 550 | Gasoline
9-200094 | C&CH PEARL CITY FIRE STATION | 886 FIRST ST | Pearl City | HI | 96782 | C&C HNL Fire Dept | 636 South Street | Pearl City | HI | 96782 | 1 | 1989-10-01 | Currently in Use |  | 1000 | Diesel
9-100814 | STRAUB CLINIC & HOSPITAL INC. | 888 S KING ST | Honolulu | HI | 96813 | STRAUB CLINIC & HOSPITAL INC. | 888 S KING ST | Honolulu | HI | 96813 | R-M-001 | 1970-06-08 | Permanently Out of Use | 1999-03-09 | 1800 | Diesel
9-100814 | STRAUB CLINIC & HOSPITAL INC. | 888 S KING ST | Honolulu | HI | 96813 | STRAUB CLINIC & HOSPITAL INC. | 888 S KING ST | Honolulu | HI | 96813 | R-M-2 | 1962-03-28 | Permanently Out of Use | 1992-08-07 | 1000 | Diesel
9-601084 | DEPT OF WATER SUPPLY BASE YARD | 889 LEILANI ST | Hilo | HI | 96720 | COUNTY OF HAWAII - DEPT OF WATER SUPPLY | 25 AUPUNI ST | Hilo | HI | 96720 | R-1 | 1973-05-13 | Permanently Out of Use | 1991-09-28 | 1000 | Gasoline
9-101766 | U.S. POSTAL SERVICE - VEHICLE MAINTENANCE | 89 SAND ISLAND ACCESS RD | Honolulu | HI | 96819 | U.S. POSTAL SERVICE | 850 CHERRY AVENUE | Honolulu | HI | 96819 | R-1 | 1972-04-26 | Permanently Out of Use | 1993-04-03 | 6000 | Gasoline
9-101766 | U.S. POSTAL SERVICE - VEHICLE MAINTENANCE | 89 SAND ISLAND ACCESS RD | Honolulu | HI | 96819 | U.S. POSTAL SERVICE | 850 CHERRY AVENUE | Honolulu | HI | 96819 | R-2 |  | Permanently Out of Use | 1993-04-03 | 550 | Used Oil
9-101766 | U.S. POSTAL SERVICE - VEHICLE MAINTENANCE | 89 SAND ISLAND ACCESS RD | Honolulu | HI | 96819 | U.S. POSTAL SERVICE | 850 CHERRY AVENUE | Honolulu | HI | 96819 | r-87 | 1991-03-06 | Permanently Out of Use | 2004-09-15 | 6000 | Gasoline
9-101766 | U.S. POSTAL SERVICE - VEHICLE MAINTENANCE | 89 SAND ISLAND ACCESS RD | Honolulu | HI | 96819 | U.S. POSTAL SERVICE | 850 CHERRY AVENUE | Honolulu | HI | 96819 | R-3 |  | Permanently Out of Use | 1992-04-03 | 550 | Other
9-600464 | JAS. W. GLOVER, LTD. | 890 LEILANI ST | Hilo | HI | 96720 | JAS W. GLOVER, LTD | 725 KAPIOLANI BLVD, SUITE 306 | Hilo | HI | 96720 | R-D | 1961-02-13 | Permanently Out of Use | 1996-01-25 | 7450 | Diesel
9-600464 | JAS. W. GLOVER, LTD. | 890 LEILANI ST | Hilo | HI | 96720 | JAS W. GLOVER, LTD | 725 KAPIOLANI BLVD, SUITE 306 | Hilo | HI | 96720 | R-A | 1961-02-13 | Permanently Out of Use | 1996-01-25 | 2800 | Gasoline
9-600464 | JAS. W. GLOVER, LTD. | 890 LEILANI ST | Hilo | HI | 96720 | JAS W. GLOVER, LTD | 725 KAPIOLANI BLVD, SUITE 306 | Hilo | HI | 96720 | R-B | 1961-02-13 | Permanently Out of Use | 1996-01-25 | 3000 | Gasoline
9-103290 | C&CH MOKULELE FIRE STATION | 890 VALKENBURGH ST | Honolulu | HI | 96818 | C&C HNL Fire Dept | 636 South St | Honolulu | HI | 96818 | 1 | 1987-03-01 | Currently In Use |  | 4000 | Diesel
9-103290 | C&CH MOKULELE FIRE STATION | 890 VALKENBURGH ST | Honolulu | HI | 96818 | C&C HNL Fire Dept | 636 South St | Honolulu | HI | 96818 | 87 | 1987-03-01 | Currently In Use |  | 2000 | Gasoline
9-100816 | HAWAII KAI GOLF COURSE | 8902 KALANIANAOLE HWY | Honolulu | HI | 96825 | ATSUGI KOKUSAI KANKO LTD. | 8902 KALANIANAOLE HWY | Honolulu | HI | 96825 | UL#183585 | 1986-04-06 | Currently In Use |  | 1000 | Gasoline
9-100816 | HAWAII KAI GOLF COURSE | 8902 KALANIANAOLE HWY | Honolulu | HI | 96825 | ATSUGI KOKUSAI KANKO LTD. | 8902 KALANIANAOLE HWY | Honolulu | HI | 96825 | 202592 | 1986-04-06 | Currently In Use |  | 550 | Diesel
9-200523 | NANAKULI CENTRAL OFFICE | 89-210 FARRINGTON HWY | Waianae | HI | 96792 | Hawaiian Telcom | P.O. Box 2200 | Waianae | HI | 96792 | R-2 | 1960-01-07 | Permanently Out of Use | 1998-10-15 | 550 | Diesel
9-200523 | NANAKULI CENTRAL OFFICE | 89-210 FARRINGTON HWY | Waianae | HI | 96792 | Hawaiian Telcom | P.O. Box 2200 | Waianae | HI | 96792 | M-1 | 1983-09-07 | Currently in Use |  | 550 | Diesel
9-203895 | Enchanted Lake Wastewater Pump Station | 893 Akumu St | Kailua | HI | 96734 | C&C of Honolulu Dept of Environmental Services | 1000 Uluohia Street, Suite 308 | Kailua | HI | 96734 | m-1 | 2010-05-01 | Currently in Use |  | 1000 | Diesel
9-200090 | C&CH NANAKULI FIRE STATION | 89-334 NANAKULI AVE | Nanakuli | HI | 96792 | C&C HNL | 560 S. King St | Nanakuli | HI | 96792 | 1 | 1980-06-01 | Temporarily out of Use |  | 1000 | Diesel
9-200090 | C&CH NANAKULI FIRE STATION | 89-334 NANAKULI AVE | Nanakuli | HI | 96792 | C&C HNL Fire Dept | 636 South St | Nanakuli | HI | 96792 | 1 | 1980-06-01 | Temporarily out of Use |  | 1000 | Diesel
9-101382 | STANDARD PLUMBING, INC. | 894 WAIMANU ST | Honolulu | HI | 96814 | STANDARD PLUMBING, INC. | 902 KAWAIAHAO ST | Honolulu | HI | 96814 | R-01 |  | Permanently Out of Use |  | 500 | Gasoline
9-600775 | CLOSED SHELL SERVICE STATION | 895 KINOOLE ST | Hilo | HI | 96720 | SHELL OIL COMPANY | 789 NIMITZ HWY | Hilo | HI | 96720 | R-02 | 1962-04-18 | Permanently Out of Use |  | 4000 | Gasoline
9-600775 | CLOSED SHELL SERVICE STATION | 895 KINOOLE ST | Hilo | HI | 96720 | SHELL OIL COMPANY | 789 NIMITZ HWY | Hilo | HI | 96720 | R-03 | 1962-04-18 | Permanently Out of Use |  | 4000 | Gasoline
9-600775 | CLOSED SHELL SERVICE STATION | 895 KINOOLE ST | Hilo | HI | 96720 | SHELL OIL COMPANY | 789 NIMITZ HWY | Hilo | HI | 96720 | R-01 | 1962-04-18 | Permanently Out of Use |  | 3000 | Gasoline
9-600775 | CLOSED SHELL SERVICE STATION | 895 KINOOLE ST | Hilo | HI | 96720 | SHELL OIL COMPANY | 789 NIMITZ HWY | Hilo | HI | 96720 | R-04 | 1971-04-19 | Permanently Out of Use |  | 6000 | Gasoline
9-600775 | CLOSED SHELL SERVICE STATION | 895 KINOOLE ST | Hilo | HI | 96720 | SHELL OIL COMPANY | 789 NIMITZ HWY | Hilo | HI | 96720 | R-05 | 1962-04-18 | Permanently Out of Use |  | 550 | Used Oil
9-201181 | 7-11 STORE PEARL CITY | 897 KAMEHAMEHA HWY | Pearl City | HI | 96782 | Mid Pac Petroleum LLC | 1100 Alakea Street, 8th floor | Pearl City | HI | 96782 | 1B | 2009-06-19 | Currently In Use |  | 5000 | Gasoline
9-201181 | 7-11 STORE PEARL CITY | 897 KAMEHAMEHA HWY | Pearl City | HI | 96782 | Mid Pac Petroleum LLC | 1100 Alakea Street, 8th floor | Pearl City | HI | 96782 | r-87 | 1982-04-04 | Permanently out of Use | 2009-06-09 | 10000 | Gasoline
9-201181 | 7-11 STORE PEARL CITY | 897 KAMEHAMEHA HWY | Pearl City | HI | 96782 | Mid Pac Petroleum LLC | 1100 Alakea Street, 8th floor | Pearl City | HI | 96782 | r-92 | 1982-04-04 | Permanently out of Use | 2009-06-09 | 10000 | Gasoline
9-201181 | 7-11 STORE PEARL CITY | 897 KAMEHAMEHA HWY | Pearl City | HI | 96782 | Mid Pac Petroleum LLC | 1100 Alakea Street, 8th floor | Pearl City | HI | 96782 | 1A | 2009-06-19 | Currently In Use |  | 7000 | Gasoline
9-201181 | 7-11 STORE PEARL CITY | 897 KAMEHAMEHA HWY | Pearl City | HI | 96782 | Mid Pac Petroleum LLC | 1100 Alakea Street, 8th floor | Pearl City | HI | 96782 | r-89 | 1982-04-04 | Permanently out of Use | 2009-06-09 | 10000 | Gasoline
9-203763 | HI DOE NANAKULI IV ELEMENTARY SCHOOL | 89-778 HAKEKALA AVE | Waianae | HI | 96792 | DAGS - DEPT OF EDUCATION | P.O. BOX 2360 | Waianae | HI | 96792 | R-1 |  | Permanently Out of Use | 2003-02-03 | 500 | Kerosene
9-500007 | Mid Pac Petroleum 254653 (prev: CENTRAL 76 L-4653) | 9 S WAKEA AVE | Kahului | HI | 96732 | Mid Pac Petroleum LLC | 677 Ala Moana Blvd Suite 625 | Kahului | HI | 96732 | R-4653-4 | 1960-04-15 | Permanently Out of Use | 1990-01-01 | 280 | Used Oil
9-500007 | Mid Pac Petroleum 254653 (prev: CENTRAL 76 L-4653) | 9 S WAKEA AVE | Kahului | HI | 96732 | Mid Pac Petroleum LLC | 677 Ala Moana Blvd Suite 625 | Kahului | HI | 96732 | 2 | 1995-02-27 | Currently in Use |  | 12000 | Gasohol
9-500007 | Mid Pac Petroleum 254653 (prev: CENTRAL 76 L-4653) | 9 S WAKEA AVE | Kahului | HI | 96732 | Mid Pac Petroleum LLC | 677 Ala Moana Blvd Suite 625 | Kahului | HI | 96732 | R-4653-1 | 1960-04-15 | Permanently Out of Use | 1994-10-23 | 5000 | Gasoline
9-500007 | Mid Pac Petroleum 254653 (prev: CENTRAL 76 L-4653) | 9 S WAKEA AVE | Kahului | HI | 96732 | Mid Pac Petroleum LLC | 677 Ala Moana Blvd Suite 625 | Kahului | HI | 96732 | r-3 | 1995-02-27 | Permanently out of Use | 2010-07-13 | 520 | Used Oil
9-500007 | Mid Pac Petroleum 254653 (prev: CENTRAL 76 L-4653) | 9 S WAKEA AVE | Kahului | HI | 96732 | Mid Pac Petroleum LLC | 677 Ala Moana Blvd Suite 625 | Kahului | HI | 96732 | R-4653-2-1 | 1960-04-15 | Permanently Out of Use | 1995-01-30 | 3000 | Gasoline
9-500007 | Mid Pac Petroleum 254653 (prev: CENTRAL 76 L-4653) | 9 S WAKEA AVE | Kahului | HI | 96732 | Mid Pac Petroleum LLC | 677 Ala Moana Blvd Suite 625 | Kahului | HI | 96732 | R-4653-2-2 | 1960-04-15 | Permanently Out of Use | 1994-11-02 | 3000 | Gasoline
9-500007 | Mid Pac Petroleum 254653 (prev: CENTRAL 76 L-4653) | 9 S WAKEA AVE | Kahului | HI | 96732 | Mid Pac Petroleum LLC | 677 Ala Moana Blvd Suite 625 | Kahului | HI | 96732 | 1 | 1995-02-27 | Currently in Use |  | 12000 | Gasohol
9-600448 | CHIKA NAKANO REPAIR SHOP, INC. | 90 POOKELA ST | Hilo | HI | 96720 | CHIKA NAKANO REPAIR SHOP, INC. | 90 POOKELA ST | Hilo | HI | 96720 | 92 | 1998-05-01 | Currently In Use |  | 6000 | Gasoline
9-600448 | CHIKA NAKANO REPAIR SHOP, INC. | 90 POOKELA ST | Hilo | HI | 96720 | CHIKA NAKANO REPAIR SHOP, INC. | 90 POOKELA ST | Hilo | HI | 96720 | 5 | 1998-05-01 | Currently In Use |  | 4000 | Diesel
9-600448 | CHIKA NAKANO REPAIR SHOP, INC. | 90 POOKELA ST | Hilo | HI | 96720 | CHIKA NAKANO REPAIR SHOP, INC. | 90 POOKELA ST | Hilo | HI | 96720 | 87 | 1998-05-01 | Currently In Use |  | 10000 | Gasoline
9-600448 | CHIKA NAKANO REPAIR SHOP, INC. | 90 POOKELA ST | Hilo | HI | 96720 | CHIKA NAKANO REPAIR SHOP, INC. | 90 POOKELA ST | Hilo | HI | 96720 | R-1 | 1971-06-02 | Permanently Out of Use | 1998-05-13 | 2000 | Gasoline
9-600448 | CHIKA NAKANO REPAIR SHOP, INC. | 90 POOKELA ST | Hilo | HI | 96720 | CHIKA NAKANO REPAIR SHOP, INC. | 90 POOKELA ST | Hilo | HI | 96720 | R-2 | 1969-06-01 | Permanently Out of Use | 1998-05-13 | 2000 | Gasoline
9-600448 | CHIKA NAKANO REPAIR SHOP, INC. | 90 POOKELA ST | Hilo | HI | 96720 | CHIKA NAKANO REPAIR SHOP, INC. | 90 POOKELA ST | Hilo | HI | 96720 | R-3 | 1969-06-01 | Permanently Out of Use | 1998-05-13 | 1000 | Diesel
9-100929 | PACIFIC OLDSMOBILE | 900 ALA MOANA BLVD | Honolulu | HI | 96814 | PACIFIC OLDSMOBILE-GMC | 900 ALA MOANA BLVD | Honolulu | HI | 96814 | R-1 | 1985-03-24 | Permanently Out of Use | 1991-10-18 | 4000 | Gasoline
9-100929 | PACIFIC OLDSMOBILE | 900 ALA MOANA BLVD | Honolulu | HI | 96814 | PACIFIC OLDSMOBILE-GMC | 900 ALA MOANA BLVD | Honolulu | HI | 96814 | R-2 | 1985-03-24 | Permanently Out of Use | 1991-10-10 | 2000 | Used Oil
9-503023 | 900 EHA CORP | 900 EHA ST | Wailuku | HI | 96793 | 900 EHA CORPORATION | 900 EHA St | Wailuku | HI | 96793 | R-1 | 1986-01-01 | Permanently Out of Use | 2004-07-02 | 10000 | Diesel
9-503023 | 900 EHA CORP | 900 EHA ST | Wailuku | HI | 96793 | 900 EHA CORPORATION | 900 EHA St | Wailuku | HI | 96793 | R-3 | 1986-01-01 | Permanently Out of Use | 2004-07-02 | 6000 | Gasoline
9-503023 | 900 EHA CORP | 900 EHA ST | Wailuku | HI | 96793 | 900 EHA CORPORATION | 900 EHA St | Wailuku | HI | 96793 | R-2 | 1986-01-01 | Permanently Out of Use | 2004-07-02 | 10000 | Diesel
9-103835 | Formerly Dunkin Doughnuts | 900 Kapahulu Ave | Honolulu | HI | 96816 | Safeway Inc. | 4410 Rosewood Drive | Honolulu | HI | 96816 | r-2 |  | Permanently out of Use | 2007-05-30 | 500 | Not Listed
9-103835 | Formerly Dunkin Doughnuts | 900 Kapahulu Ave | Honolulu | HI | 96816 | Safeway Inc. | 4410 Rosewood Drive | Honolulu | HI | 96816 | r-1 |  | Permanently out of Use | 2007-05-24 | 300 | Used Oil
9-103835 | Formerly Dunkin Doughnuts | 900 Kapahulu Ave | Honolulu | HI | 96816 | Safeway Inc. | 4410 Rosewood Drive | Honolulu | HI | 96816 | r-3 |  | Permanently out of Use | 2007-05-30 | 500 | Not Listed
9-100743 | WEYERHAEUSER PAPER CO. | 900 N NIMITZ HWY | Honolulu | HI | 96817 | WEYERHAEUSER PAPER CO. | 900 N NIMITZ HWY | Honolulu | HI | 96817 | R-2 | 1983-10-23 | Permanently Out of Use |  | 550 | Used Oil
9-100743 | WEYERHAEUSER PAPER CO. | 900 N NIMITZ HWY | Honolulu | HI | 96817 | WEYERHAEUSER PAPER CO. | 900 N NIMITZ HWY | Honolulu | HI | 96817 | R-3 |  | Permanently Out of Use |  | 1000 | Not Listed
9-100254 | CHARLES AND JANET FUJII | 901-905 WAIMANU ST | Honolulu | HI | 96814 | CHARLES AND JANET FUJII | 918 A-4 KAWAIAHAO ST | Honolulu | HI | 96814 | R-1 | 1965-01-01 | Permanently Out of Use | 1988-02-01 | 550 | Gasoline
9-101899 | HAWAII NUT & BOLT, INC | 905 AHUA ST | Honolulu | HI | 96819 | HAWAII NUT & BOLT, INC | 905 AHUA St | Honolulu | HI | 96819 | R-01 |  | Permanently Out of Use |  | 1000 | Gasoline
9-103511 | MORRIS ANGELO | 905 FACTORY ST | Honolulu | HI | 96819 | MORRIS ANGELO | 905 FACTORY ST | Honolulu | HI | 96819 | R-1 |  | Permanently Out of Use | 1999-01-28 | 1000 | Gasoline
9-103511 | MORRIS ANGELO | 905 FACTORY ST | Honolulu | HI | 96819 | MORRIS ANGELO | 905 FACTORY ST | Honolulu | HI | 96819 | R-2 |  | Permanently Out of Use | 1999-01-29 | 1000 | Diesel
9-201938 | ALL POOL & SPA INC. | 905 KALANIANAOLE HWY | Kailua | HI | 96734 | ALL POOL & SPA | 905 Kalanianaole Hwy | Kailua | HI | 96734 | 1 | 1989-11-02 | Currently in Use |  | 10000 | Gasohol
9-201665 | FUKUOKAS INC. (aka PEARL CITY TAVERN) | 905 KAMEHAMEHA HWY | Pearl City | HI | 96782 | FUKUOKAS INC. | 905 KAMEHAMEHA HWY | Pearl City | HI | 96782 | R-4 |  | Permanently Out of Use | 1998-07-13 | 550 | Unknown
9-201665 | FUKUOKAS INC. (aka PEARL CITY TAVERN) | 905 KAMEHAMEHA HWY | Pearl City | HI | 96782 | FUKUOKAS INC. | 905 KAMEHAMEHA HWY | Pearl City | HI | 96782 | R-2 |  | Permanently Out of Use | 1998-06-24 | 750 | Diesel
9-201665 | FUKUOKAS INC. (aka PEARL CITY TAVERN) | 905 KAMEHAMEHA HWY | Pearl City | HI | 96782 | FUKUOKAS INC. | 905 KAMEHAMEHA HWY | Pearl City | HI | 96782 | R-3 |  | Permanently Out of Use | 1998-06-29 | 550 | Diesel
9-102462 | JBL HAWAII LTD | 905 KOKEA ST | Honolulu | HI | 96817 | JBL HAWAII LTD | 531 WAIAKAMILO RD | Honolulu | HI | 96817 | R-1 |  | Permanently Out of Use | 1991-10-19 | 1000 | Gasoline
9-501717 | ALAMO RENT-A-CAR, INC. (PMID OGG002137) | 905 MOKUEA PL | Kahului | HI | 96732 | EAN Holdings, LLC | 544 Ohohia Street | Kahului | HI | 96732 | 87 | 1987-07-01 | Currently In Use |  | 12000 | Gasoline
9-501717 | ALAMO RENT-A-CAR, INC. (PMID OGG002137) | 905 MOKUEA PL | Kahului | HI | 96732 | EAN Holdings, LLC | 544 Ohohia Street | Kahului | HI | 96732 | 87 | 1987-07-01 | Currently In Use |  | 12000 | Gasoline
9-102449 | ZIROLI CO | 905 WAIMANU ST | Honolulu | HI | 96814 | ZIROLI | 905 WAIMANU ST | Honolulu | HI | 96814 | R-1 |  | Permanently Out of Use | 1991-09-19 | 550 | Gasoline
9-101518 | MAUNAWILI PRODUCE | 906 KAAAHI PL | Honolulu | HI | 96817 | RICHARD Y. SAKIHAMA TRUST | 1051 ALA LILIKOI ST | Honolulu | HI | 96817 | R-1 | 1971-05-07 | Permanently Out of Use | 1989-07-17 | 1000 | Gasoline
9-201165 | Ameron - Kapaa Quarry | 909 KALANIANAOLE HWY | Kailua | HI | 96734 | Oahu Petroleum Inc | 1100 Alakea St, 8th floor | Kailua | HI | 96734 | R-C-2 | 1974-04-22 | Permanently Out of Use | 1998-12-02 | 10000 | Diesel
9-201165 | Ameron - Kapaa Quarry | 909 KALANIANAOLE HWY | Kailua | HI | 96734 | Oahu Petroleum Inc | 1100 Alakea St, 8th floor | Kailua | HI | 96734 | 1 | 1997-11-26 | Currently In Use |  | 6000 | Diesel
9-201165 | Ameron - Kapaa Quarry | 909 KALANIANAOLE HWY | Kailua | HI | 96734 | Oahu Petroleum Inc | 1100 Alakea St, 8th floor | Kailua | HI | 96734 | R-C-1 | 1974-04-22 | Permanently Out of Use | 1998-12-02 | 5000 | Gasoline
9-201165 | Ameron - Kapaa Quarry | 909 KALANIANAOLE HWY | Kailua | HI | 96734 | Oahu Petroleum Inc | 1100 Alakea St, 8th floor | Kailua | HI | 96734 | R-03 | 1972-04-22 | Permanently Out of Use | 1993-08-01 | 2000 | Used Oil
9-201165 | Ameron - Kapaa Quarry | 909 KALANIANAOLE HWY | Kailua | HI | 96734 | Oahu Petroleum Inc | 1100 Alakea St, 8th floor | Kailua | HI | 96734 | 2 | 1997-11-26 | Currently In Use |  | 10000 | Diesel
9-101238 | QUICK WASH CHEVRON WAIAKAMILO | 909 WAIAKAMILO RD | Honolulu | HI | 96819 | CHEVRON PRODUCTS COMPANY | Attn Permit Desk PO Box 6004 | Honolulu | HI | 96819 | R-4 | 1982-06-30 | Permanently Out of Use | 1991-04-13 | 1000 | Used Oil
9-101238 | QUICK WASH CHEVRON WAIAKAMILO | 909 WAIAKAMILO RD | Honolulu | HI | 96819 | CHEVRON PRODUCTS COMPANY | Attn Permit Desk PO Box 6004 | Honolulu | HI | 96819 | 87 | 1982-07-18 | Temporarily out of Use |  | 10000 | Gasoline
9-101238 | QUICK WASH CHEVRON WAIAKAMILO | 909 WAIAKAMILO RD | Honolulu | HI | 96819 | CHEVRON PRODUCTS COMPANY | Attn Permit Desk PO Box 6004 | Honolulu | HI | 96819 | 87 | 1982-07-18 | Currently In Use |  | 10000 | Gasoline
9-101238 | QUICK WASH CHEVRON WAIAKAMILO | 909 WAIAKAMILO RD | Honolulu | HI | 96819 | CHEVRON PRODUCTS COMPANY | Attn Permit Desk PO Box 6004 | Honolulu | HI | 96819 | 92 | 1982-07-18 | Currently In Use |  | 10000 | Gasoline
9-202643 | WAHIAWA CIVIC CENTER | 910 CALIFORNIA AVE | Schofield Barracks | HI | 96786 | STATE DAGS - DIVISION OF PUBLIC WORKS | 1151 PUNCHBOWL ST | Schofield Barracks | HI | 96786 | R-1 |  | Permanently Out of Use | 1993-08-19 | 3500 | Gasoline
9-202643 | WAHIAWA CIVIC CENTER | 910 CALIFORNIA AVE | Schofield Barracks | HI | 96786 | STATE DAGS - DIVISION OF PUBLIC WORKS | 1151 PUNCHBOWL ST | Schofield Barracks | HI | 96786 | R-2 |  | Permanently Out of Use | 1992-08-19 | 1800 | Gasoline
9-201763 | HAWAIIAN CEMENT (CEMENT DIVISION) | 91-055 KAOMI LP | Kapolei | HI | 96707 | HAWAIIAN CEMENT |  | Kapolei | HI | 96707 | R-A | 1976-05-06 | Permanently Out of Use | 1990-01-01 | 1000 | Gasoline
9-201763 | HAWAIIAN CEMENT (CEMENT DIVISION) | 91-055 KAOMI LP | Kapolei | HI | 96707 | HAWAIIAN CEMENT |  | Kapolei | HI | 96707 | R-2 |  | Permanently Out of Use | 1999-05-20 | 2000 | Gasoline
9-202506 | HAWAII METAL RECYCLING CO | 91-056 HANUA ST | Kapolei | HI | 96707 | HAWAII METAL RECYCLING CO | 91-056 HANUA ST | Kapolei | HI | 96707 | R-2 |  | Permanently Out of Use | 1991-11-05 | 1000 | Diesel
9-202506 | HAWAII METAL RECYCLING CO | 91-056 HANUA ST | Kapolei | HI | 96707 | HAWAII METAL RECYCLING CO | 91-056 HANUA ST | Kapolei | HI | 96707 | R-1 |  | Permanently Out of Use | 1991-11-05 | 1000 | Gasoline
9-201157 | Ameron - Campbell | 91-059 HANUA ST | Kapolei | HI | 96707 | Oahu Petroleum Inc | 1100 Alakea St, 8th floor | Kapolei | HI | 96707 | 2 | 1993-06-01 | Currently In Use |  | 6000 | Diesel
9-201157 | Ameron - Campbell | 91-059 HANUA ST | Kapolei | HI | 96707 | Oahu Petroleum Inc | 1100 Alakea St, 8th floor | Kapolei | HI | 96707 | 1 | 1993-06-01 | Currently In Use |  | 10000 | Diesel
9-201157 | Ameron - Campbell | 91-059 HANUA ST | Kapolei | HI | 96707 | Mid Pac Petroleum LLC | 1100 Alakea St, 8th Floor | Kapolei | HI | 96707 | 1 | 1993-06-01 | Currently In Use |  | 10000 | Diesel
9-201157 | Ameron - Campbell | 91-059 HANUA ST | Kapolei | HI | 96707 | Mid Pac Petroleum LLC | 1100 Alakea St, 8th Floor | Kapolei | HI | 96707 | R-1 | 1959-05-07 | Permanently Out of Use | 1993-07-14 | 1000 | Gasoline
9-201157 | Ameron - Campbell | 91-059 HANUA ST | Kapolei | HI | 96707 | Mid Pac Petroleum LLC | 1100 Alakea St, 8th Floor | Kapolei | HI | 96707 | R-4 | 1959-02-10 | Permanently Out of Use | 1978-01-31 |  | Other
9-201157 | Ameron - Campbell | 91-059 HANUA ST | Kapolei | HI | 96707 | Oahu Petroleum Inc | 1100 Alakea St, 8th floor | Kapolei | HI | 96707 | R-4 | 1959-02-10 | Permanently Out of Use | 1978-01-31 |  | Other
9-201157 | Ameron - Campbell | 91-059 HANUA ST | Kapolei | HI | 96707 | Mid Pac Petroleum LLC | 1100 Alakea St, 8th Floor | Kapolei | HI | 96707 | R-2 | 1959-05-07 | Permanently Out of Use | 1993-07-14 | 1000 | Diesel
9-201157 | Ameron - Campbell | 91-059 HANUA ST | Kapolei | HI | 96707 | Oahu Petroleum Inc | 1100 Alakea St, 8th floor | Kapolei | HI | 96707 | R-1 | 1959-05-07 | Permanently Out of Use | 1993-07-14 | 1000 | Gasoline
9-201157 | Ameron - Campbell | 91-059 HANUA ST | Kapolei | HI | 96707 | Oahu Petroleum Inc | 1100 Alakea St, 8th floor | Kapolei | HI | 96707 | R-2 | 1959-05-07 | Permanently Out of Use | 1993-07-14 | 1000 | Diesel
9-201157 | Ameron - Campbell | 91-059 HANUA ST | Kapolei | HI | 96707 | Mid Pac Petroleum LLC | 1100 Alakea St, 8th Floor | Kapolei | HI | 96707 | 2 | 1993-06-01 | Currently In Use |  | 6000 | Diesel
9-200176 | HONOMACH | 91-060 HANUA ST | Kapolei | HI | 96707 | HONOMACH | 91-060 HANUA ST | Kapolei | HI | 96707 | R-1 | 1971-03-27 | Permanently Out of Use | 1993-03-01 | 1000 | Gasoline
9-202159 | HAWAIIAN DREDGING & CONSTRUCTION | 91-063 MALAKOLE ST | Kapolei | HI | 96707 | HAWAIIAN DREDGING & CONSTRUCTION CO | 91-063 MALAKOLE ST | Kapolei | HI | 96707 | R-5 |  | Permanently Out of Use | 1989-06-22 | 1000 | Not Listed
9-202159 | HAWAIIAN DREDGING & CONSTRUCTION | 91-063 MALAKOLE ST | Kapolei | HI | 96707 | HAWAIIAN DREDGING & CONSTRUCTION CO | 91-063 MALAKOLE ST | Kapolei | HI | 96707 | R-3 | 1974-04-01 | Permanently Out of Use | 1992-12-15 | 2000 | Other
9-202159 | HAWAIIAN DREDGING & CONSTRUCTION | 91-063 MALAKOLE ST | Kapolei | HI | 96707 | HAWAIIAN DREDGING & CONSTRUCTION CO | 91-063 MALAKOLE ST | Kapolei | HI | 96707 | R-1 | 1974-04-01 | Permanently Out of Use | 1992-12-15 | 10000 | Gasoline
9-202159 | HAWAIIAN DREDGING & CONSTRUCTION | 91-063 MALAKOLE ST | Kapolei | HI | 96707 | HAWAIIAN DREDGING & CONSTRUCTION CO | 91-063 MALAKOLE ST | Kapolei | HI | 96707 | R-2 | 1974-04-01 | Permanently Out of Use | 1992-12-15 | 12000 | Diesel
9-202159 | HAWAIIAN DREDGING & CONSTRUCTION | 91-063 MALAKOLE ST | Kapolei | HI | 96707 | HAWAIIAN DREDGING & CONSTRUCTION CO | 91-063 MALAKOLE ST | Kapolei | HI | 96707 | R-4 | 1974-04-01 | Permanently Out of Use | 1992-12-15 | 1000 | Used Oil
9-202159 | HAWAIIAN DREDGING & CONSTRUCTION | 91-063 MALAKOLE ST | Kapolei | HI | 96707 | HAWAIIAN DREDGING & CONSTRUCTION CO | 91-063 MALAKOLE ST | Kapolei | HI | 96707 | R-6 | 1974-10-25 | Permanently Out of Use | 1951-07-31 | 8000 | Gasoline
9-202688 | THE ESTATE OF JAMES CAMPBELL | 91-080 HANUA ST | Kapolei | HI | 96707 | THE ESTATE OF JAMES CAMPBELL | 900 FORT St MALL, SUITE 1450 | Kapolei | HI | 96707 | R-1 |  | Permanently Out of Use | 1992-09-16 | 500 | Other
9-103656 | HONOLULU LIMITED | 911 HAUSTEN ST | Honolulu | HI | 96826 | HONOLULU LIMITED | 3660 WAIALAE AVE, SUITE 400 | Honolulu | HI | 96826 | R-1 |  | Permanently Out of Use | 2000-07-19 | 1000 | Not Listed
9-103656 | HONOLULU LIMITED | 911 HAUSTEN ST | Honolulu | HI | 96826 | HONOLULU LIMITED | 3660 WAIALAE AVE, SUITE 400 | Honolulu | HI | 96826 | R-2 |  | Permanently Out of Use | 2000-07-19 | 1000 | Not Listed
9-100948 | LOVE'S BAKERY, INC | 911 MIDDLE ST | Honolulu | HI | 96819 | Love's Bakery, Inc. | 911 Middle St. | Honolulu | HI | 96819 | 2 | 1990-12-01 | Currently in Use |  | 2500 | Diesel
9-100948 | LOVE'S BAKERY, INC | 911 MIDDLE ST | Honolulu | HI | 96819 | Love's Bakery, Inc. | 911 Middle St. | Honolulu | HI | 96819 | R-001 | 1979-07-11 | Permanently Out of Use |  | 10000 | Gasoline
9-100948 | LOVE'S BAKERY, INC | 911 MIDDLE ST | Honolulu | HI | 96819 | Love's Bakery, Inc. | 911 Middle St. | Honolulu | HI | 96819 | R-002 | 1979-07-11 | Permanently Out of Use |  | 10000 | Diesel
9-100948 | LOVE'S BAKERY, INC | 911 MIDDLE ST | Honolulu | HI | 96819 | Love's Bakery, Inc. | 911 Middle St. | Honolulu | HI | 96819 | 1 | 1990-12-01 | Currently in Use |  | 2500 | Gasoline
9-200940 | T-N-H PLUMBING, INC. | 911 PALM PL | Schofield Barracks | HI | 96786 | NAOHIRO TAKAHASHI | 95-774 LANIPA'A ST | Schofield Barracks | HI | 96786 | R-001 |  | Permanently Out of Use |  | 550 | Gasoline
9-200940 | T-N-H PLUMBING, INC. | 911 PALM PL | Schofield Barracks | HI | 96786 | NAOHIRO TAKAHASHI | 95-774 LANIPA'A ST | Schofield Barracks | HI | 96786 | R-002 | 1976-03-18 | Permanently Out of Use |  | 2000 | Gasoline
9-203636 | KO OLINA OCEAN MARINA | 91-100 WAIPAHE PLACE | Kapolei | HI | 96707 | KO OLINA MARINA, LLC | 1100 ALAKEA STREET, SUITE 2500 | Kapolei | HI | 96707 | 1 | 1999-12-01 | Currently In Use |  | 12000 | Diesel
9-203636 | KO OLINA OCEAN MARINA | 91-100 WAIPAHE PLACE | Kapolei | HI | 96707 | KO OLINA MARINA, LLC | 1100 ALAKEA STREET, SUITE 2500 | Kapolei | HI | 96707 | 2 | 1999-12-01 | Currently In Use |  | 8000 | Gasoline
9-200139 | HONOULIULI WASTEWATER TREATMENT | 91-1000 GEIGER RD | Ewa Beach | HI | 96706 | C&C OF HNL - DEPT OF DESIGN & CONSTRUCTION |  | Ewa Beach | HI | 96706 | R-2 | 1984-05-07 | Permanently Out of Use | 1998-12-10 | 7500 | Diesel
9-200139 | HONOULIULI WASTEWATER TREATMENT | 91-1000 GEIGER RD | Ewa Beach | HI | 96706 | C&C OF HNL - DEPT OF DESIGN & CONSTRUCTION |  | Ewa Beach | HI | 96706 | R-1 | 1984-05-07 | Permanently Out of Use | 1998-12-01 | 7500 | Diesel
9-202893 | EWA BEACH PROFESSIONAL CENTER | 91-102 FORT WEAVER RD | Ewa Beach | HI | 96706 | ESTATE OF JAMES CAMPBELL | 1001 KAMOKILA BOULEVARD | Ewa Beach | HI | 96706 | R-1 |  | Permanently Out of Use | 1994-01-22 | 550 | Diesel
9-201811 | PACIFIC FABRICATIONS, INC. | 91-110 HANUA ST | Kapolei | HI | 96707 | PACIFIC FABRICATIONS, INC | 91-110 HANUA ST | Kapolei | HI | 96707 | R-1 | 1957-12-31 | Permanently Out of Use | 1990-01-15 | 550 | Gasoline
9-203940 | Safeway Fueling Station | 91-1119 Keaunui Drive | Ewa Beach | HI | 96706 | Safeway Inc. | 5918 Stoneridge Mall Rd | Ewa Beach | HI | 96706 | 2b - diesel | 2014-11-25 | Currently In Use |  | 30000 | Diesel
9-203940 | Safeway Fueling Station | 91-1119 Keaunui Drive | Ewa Beach | HI | 96706 | Safeway Inc. | 5918 Stoneridge Mall Rd | Ewa Beach | HI | 96706 | 2a - 91 | 2014-11-25 | Currently In Use |  | 30000 | Gasoline
9-203940 | Safeway Fueling Station | 91-1119 Keaunui Drive | Ewa Beach | HI | 96706 | Safeway Inc. | 5918 Stoneridge Mall Rd | Ewa Beach | HI | 96706 | 87 | 2014-11-25 | Currently In Use |  | 30000 | Gasoline
9-203394 | WEST LOCH GOLF COURSE | 91-1126 OKUPE ST | Ewa Beach | HI | 96706 | C&C OF HNL - DEPT OF ENTERPRISE SERVICES | BLASIDELL CENTER 777 WARD AVE | Ewa Beach | HI | 96706 | R-1 | 1989-06-01 | Permanently Out of Use | 1999-01-19 | 550 | Gasoline
9-102514 | EWA BEACH GOLF CLUB MAINTENANCE | 91-1153 NORTH RD | Ewa Beach | HI | 96706 | YHB Ewa LLC dta Ewa Beach Golf Club | 91-050 FT. WEAVER ROAD | Ewa Beach | HI | 96706 | 2 | 1991-08-30 | Currently in Use |  | 1000 | Diesel
9-102514 | EWA BEACH GOLF CLUB MAINTENANCE | 91-1153 NORTH RD | Ewa Beach | HI | 96706 | YHB Ewa LLC dta Ewa Beach Golf Club | 91-050 FT. WEAVER ROAD | Ewa Beach | HI | 96706 | 1 | 1991-08-30 | Currently in Use |  | 1000 | Gasoline
9-201366 | TEXACO BARBERS POINT SALES TERMINAL | 91-119 HANUA ST | Kapolei | HI | 96707 | TEXACO REFINING & MARKETING INC. | ENVIRONMENTAL SERVICES 800 SW FIRST AVE., SUITE 180 | Kapolei | HI | 96707 | R-1 | 1960-04-08 | Permanently Out of Use | 1997-05-15 | 2000 | Other
9-201366 | TEXACO BARBERS POINT SALES TERMINAL | 91-119 HANUA ST | Kapolei | HI | 96707 | TEXACO REFINING & MARKETING INC. | ENVIRONMENTAL SERVICES 800 SW FIRST AVE., SUITE 180 | Kapolei | HI | 96707 | R-3 | 1981-04-08 | Permanently Out of Use | 1997-07-25 | 10000 | Diesel
9-200825 | HAWAII INTERNATIONAL MOVERS INC. | 91-120 HANUA ST | Kapolei | HI | 96707 | HAWAII INTERNATIONAL MOVERS INC. | 91-120 HANUA ST | Kapolei | HI | 96707 | R-1 | 1975-03-05 | Permanently Out of Use |  | 3000 | Gasoline
9-200825 | HAWAII INTERNATIONAL MOVERS INC. | 91-120 HANUA ST | Kapolei | HI | 96707 | HAWAII INTERNATIONAL MOVERS INC. | 91-120 HANUA ST | Kapolei | HI | 96707 | R-2 | 1975-03-05 | Permanently Out of Use |  | 1000 | Diesel
9-102609 | HAWAII PRINCE GOLF CLUB | 91-1200 FT WEAVER RD | Ewa Beach | HI | 96706 | HAWAII PRINCE GOLF CLUB | 91-1200 Fort Weaver Rd. | Ewa Beach | HI | 96706 | 624204 | 1991-09-30 | Currently in Use |  | 1000 | Diesel
9-102609 | HAWAII PRINCE GOLF CLUB | 91-1200 FT WEAVER RD | Ewa Beach | HI | 96706 | HAWAII PRINCE GOLF CLUB | 91-1200 Fort Weaver Rd. | Ewa Beach | HI | 96706 | 624207 | 1991-09-30 | Currently in Use |  | 550 | Gasoline
9-203785 | Ewa Mill former vehicle maintenance area | 91-1201 Renton Road | Ewa Beach | HI | 96706 | C&C of HNL | 650 S. King Street | Ewa Beach | HI | 96706 | r-1 |  | Permanently Out of Use | 2004-10-21 | 550 | Not Listed
9-203712 | WEST LOCH FAIRWAYS SEWAGE PUMP STATION | 91-126 HAIEA PLACE | Ewa Beach | HI | 96706 | C & C of Honolul - Dept. of Environmental Services | 1000 Uluohia Street, Suite 308 | Ewa Beach | HI | 96706 | M-1 | 1993-11-30 | Currently In Use |  | 1000 | Diesel
9-203565 | HI DOE EWA ELEMENTARY SCHOOL | 91-1280 RENTON RD | Ewa Beach | HI | 96706 | STATE DAGS - PROJECT MANAGEMENT BRANCH | 1151 PUNCHBOWL ST, RM 427 | Ewa Beach | HI | 96706 | R-1 |  | Permanently Out of Use | 1999-08-18 | 550 | Diesel
9-100197 | FAA - EWA BEACH HIGH FREQUENCY TRANSMITTER SITE | 91-1281 NORTH RD | Ewa Beach | HI | 96706 | FEDERAL AVIATION ADMINISTRATION | WESTERN PACIFIC REGION 6700 KALANIANAOLE HWY, SUITE 111 | Ewa Beach | HI | 96706 | R-M-2 | 1959-03-16 | Permanently Out of Use | 1997-05-07 | 3000 | Diesel
9-100197 | FAA - EWA BEACH HIGH FREQUENCY TRANSMITTER SITE | 91-1281 NORTH RD | Ewa Beach | HI | 96706 | FEDERAL AVIATION ADMINISTRATION | WESTERN PACIFIC REGION 6700 KALANIANAOLE HWY, SUITE 111 | Ewa Beach | HI | 96706 | R-M-1 | 1968-03-16 | Permanently Out of Use | 1997-05-07 | 7000 | Diesel
9-200498 | EWA CENTRAL OFFICE | 91-1296 RENTON RD. | Kapolei | HI | 96707 | Hawaiian Telcom | P.O. Box 2200 | Kapolei | HI | 96707 | R-M-1 | 1972-05-07 | Permanently Out of Use | 1998-11-03 | 350 | Diesel
9-200498 | EWA CENTRAL OFFICE | 91-1296 RENTON RD. | Kapolei | HI | 96707 | Hawaiian Telcom | P.O. Box 2200 | Kapolei | HI | 96707 | M-2 | 1987-03-01 | Currently In Use |  | 550 | Diesel
9-203932 | Aloha Ewa Town Center | 91-1401 Ft. Weaver Rd | Ewa Beach | HI | 96706 | ALOHA PETROLEUM, LTD. | 1132 BISHOP STREET, SUITE 1700 | Ewa Beach | HI | 96706 | 2 | 2013-03-01 | Currently in Use |  | 6800 | Gasoline
9-203932 | Aloha Ewa Town Center | 91-1401 Ft. Weaver Rd | Ewa Beach | HI | 96706 | ALOHA PETROLEUM, LTD. | 1132 BISHOP STREET, SUITE 1700 | Ewa Beach | HI | 96706 | 2a-92 | 2013-03-01 | Currently in Use |  | 7000 | Gasoline
9-203932 | Aloha Ewa Town Center | 91-1401 Ft. Weaver Rd | Ewa Beach | HI | 96706 | ALOHA PETROLEUM, LTD. | 1132 BISHOP STREET, SUITE 1700 | Ewa Beach | HI | 96706 | 87 | 2013-03-01 | Currently in Use |  | 18800 | Gasoline
9-101970 | FRANK COLUCCIO CONSTRUCTION CO | 91-141 KALAELOA BLVD | Kapolei | HI | 96707 | THE ESTATE OF JAMES CAMPBELL | 900 FORT St MALL, SUITE 1450 | Kapolei | HI | 96707 | R-2 | 1975-06-12 | Permanently Out of Use | 1990-05-30 | 3000 | Diesel
9-101970 | FRANK COLUCCIO CONSTRUCTION CO | 91-141 KALAELOA BLVD | Kapolei | HI | 96707 | THE ESTATE OF JAMES CAMPBELL | 900 FORT St MALL, SUITE 1450 | Kapolei | HI | 96707 | R-1 | 1975-06-12 | Permanently Out of Use | 1990-05-30 | 1000 | Gasoline
9-203561 | TESORO #61023 (CAMPBELL CARDLOCK) | 91-141A KALAELOA BLVD | Kapolei | HI | 96707 | HIE Retail, LLC | 800 Gessner Road, Suite 875 | Kapolei | HI | 96707 | 1 | 1999-06-01 | Currently In Use |  | 12000 | Gasohol
9-203561 | TESORO #61023 (CAMPBELL CARDLOCK) | 91-141A KALAELOA BLVD | Kapolei | HI | 96707 | HIE Retail, LLC | 800 Gessner Road, Suite 875 | Kapolei | HI | 96707 | 2 | 1999-06-01 | Currently In Use |  | 12000 | Diesel
9-200741 | HAWAIIAN WESTERN STEEL Ltd | 91-150 HANUA ST | Kapolei | HI | 96707 | HAWAIIAN WESTERN STEEL LTD | 737 Bishop St. Ste 2360 | Kapolei | HI | 96707 | R-1 | 1959-07-01 | Permanently Out of Use | 1987-09-15 | 500 | Gasoline
9-200741 | HAWAIIAN WESTERN STEEL Ltd | 91-150 HANUA ST | Kapolei | HI | 96707 | HAWAIIAN WESTERN STEEL LTD | 737 Bishop St. Ste 2360 | Kapolei | HI | 96707 | 2 | 1960-06-30 | Permanently Out of Use | 1987-09-15 | 500 | Other
9-200741 | HAWAIIAN WESTERN STEEL Ltd | 91-150 HANUA ST | Kapolei | HI | 96707 | HAWAIIAN WESTERN STEEL LTD | 737 Bishop St. Ste 2360 | Kapolei | HI | 96707 | R-3 |  | Permanently Out of Use | 1995-08-31 | 1000 | Diesel
9-200194 | E.E. BLACK LTD. | 91-150 KALAELOA BLVD | Ewa Beach | HI | 96706 | E.E. BLACK LTD. | 401 KAMAKEE ST | Ewa Beach | HI | 96706 | R-002 | 1982-11-09 | Permanently Out of Use | 1988-06-22 | 10000 | Gasoline
9-200194 | E.E. BLACK LTD. | 91-150 KALAELOA BLVD | Ewa Beach | HI | 96706 | E.E. BLACK LTD. | 401 KAMAKEE ST | Ewa Beach | HI | 96706 | R-001 | 1982-11-09 | Permanently Out of Use | 1988-06-22 | 10000 | Gasoline
9-200822 | HONSADOR | 91-151 MALAKOLE RD | Kapolei | HI | 96707 | HONSADOR | 91-151 MALAKOLE RD | Kapolei | HI | 96707 | R-1 | 1974-03-21 | Permanently Out of Use | 1992-03-02 | 2000 | Gasoline
9-200822 | HONSADOR | 91-151 MALAKOLE RD | Kapolei | HI | 96707 | HONSADOR | 91-151 MALAKOLE RD | Kapolei | HI | 96707 | R-2 | 1974-03-21 | Permanently Out of Use | 1992-03-02 | 4000 | Gasoline
9-200822 | HONSADOR | 91-151 MALAKOLE RD | Kapolei | HI | 96707 | HONSADOR | 91-151 MALAKOLE RD | Kapolei | HI | 96707 | R-3 | 1979-03-22 | Permanently Out of Use | 1998-08-22 | 10000 | Diesel
9-200175 | BIG THREE INDUSTRIES, INC. | 91-163 HANUA ST | Ewa Beach | HI | 96706 | BIG THREE INDUSTRIES, INC. | 3535 W. 12TH ST. / P.O. BOX 3047 | Ewa Beach | HI | 96706 | R-1 | 1982-10-01 | Permanently Out of Use | 1993-08-09 | 1000 | Diesel
9-200175 | BIG THREE INDUSTRIES, INC. | 91-163 HANUA ST | Ewa Beach | HI | 96706 | BIG THREE INDUSTRIES, INC. | 3535 W. 12TH ST. / P.O. BOX 3047 | Ewa Beach | HI | 96706 | R-2 | 1982-10-01 | Permanently Out of Use | 1993-08-09 | 3000 | Gasoline
9-200175 | BIG THREE INDUSTRIES, INC. | 91-163 HANUA ST | Ewa Beach | HI | 96706 | BIG THREE INDUSTRIES, INC. | 3535 W. 12TH ST. / P.O. BOX 3047 | Ewa Beach | HI | 96706 | R-3 | 1977-04-25 | Permanently Out of Use | 1993-08-09 | 500 | Hazardous Substance
9-203512 | Former Unocal Service Station | 91-1669 Ft Weaver Rd | Ewa Beach | HI | 96706 | UNOCAL CORPORATION | 3915 Mission Avenue #7416 | Ewa Beach | HI | 96706 | R-1 |  | Permanently Out of Use | 1986-10-01 |  | Not Listed
9-203512 | Former Unocal Service Station | 91-1669 Ft Weaver Rd | Ewa Beach | HI | 96706 | UNOCAL CORPORATION | 3915 Mission Avenue #7416 | Ewa Beach | HI | 96706 | R-2 |  | Permanently Out of Use | 1986-10-01 |  | Not Listed
9-203512 | Former Unocal Service Station | 91-1669 Ft Weaver Rd | Ewa Beach | HI | 96706 | UNOCAL CORPORATION | 3915 Mission Avenue #7416 | Ewa Beach | HI | 96706 | R-3 |  | Permanently Out of Use | 1986-10-01 |  | Not Listed
9-201680 | TESORO #61043 (711) | 91-1669 FT WEAVER RD | Ewa Beach | HI | 96706 | HIE Retail, LLC | 800 Gessner Road, Suite 875 | Ewa Beach | HI | 96706 | 2 | 1999-06-01 | Currently In Use |  | 12000 | Gasohol
9-201680 | TESORO #61043 (711) | 91-1669 FT WEAVER RD | Ewa Beach | HI | 96706 | HIE Retail, LLC | 800 Gessner Road, Suite 875 | Ewa Beach | HI | 96706 | R-1 | 1987-03-01 | Permanently Out of Use | 1999-02-15 | 10000 | Gasoline
9-201680 | TESORO #61043 (711) | 91-1669 FT WEAVER RD | Ewa Beach | HI | 96706 | HIE Retail, LLC | 800 Gessner Road, Suite 875 | Ewa Beach | HI | 96706 | R-3 | 1987-01-01 | Permanently Out of Use | 1999-02-15 | 10000 | Gasoline
9-201680 | TESORO #61043 (711) | 91-1669 FT WEAVER RD | Ewa Beach | HI | 96706 | HIE Retail, LLC | 800 Gessner Road, Suite 875 | Ewa Beach | HI | 96706 | 1 | 1999-06-01 | Currently In Use |  | 12000 | Gasohol
9-201680 | TESORO #61043 (711) | 91-1669 FT WEAVER RD | Ewa Beach | HI | 96706 | HIE Retail, LLC | 91-325 Komohana Street | Ewa Beach | HI | 96706 | R-1 | 1987-03-01 | Permanently Out of Use | 1999-02-15 | 10000 | Gasoline
9-201680 | TESORO #61043 (711) | 91-1669 FT WEAVER RD | Ewa Beach | HI | 96706 | HIE Retail, LLC | 91-325 Komohana Street | Ewa Beach | HI | 96706 | R-2 | 1987-01-01 | Permanently Out of Use | 1999-02-15 | 10000 | Gasoline
9-201680 | TESORO #61043 (711) | 91-1669 FT WEAVER RD | Ewa Beach | HI | 96706 | HIE Retail, LLC | 91-325 Komohana Street | Ewa Beach | HI | 96706 | R-3 | 1987-01-01 | Permanently Out of Use | 1999-02-15 | 10000 | Gasoline
9-201680 | TESORO #61043 (711) | 91-1669 FT WEAVER RD | Ewa Beach | HI | 96706 | HIE Retail, LLC | 91-325 Komohana Street | Ewa Beach | HI | 96706 | 2 | 1999-06-01 | Currently In Use |  | 12000 | Gasohol
9-201680 | TESORO #61043 (711) | 91-1669 FT WEAVER RD | Ewa Beach | HI | 96706 | HIE Retail, LLC | 91-325 Komohana Street | Ewa Beach | HI | 96706 | 1 | 1999-06-01 | Currently In Use |  | 12000 | Gasohol
9-201680 | TESORO #61043 (711) | 91-1669 FT WEAVER RD | Ewa Beach | HI | 96706 | HIE Retail, LLC | 800 Gessner Road, Suite 875 | Ewa Beach | HI | 96706 | R-2 | 1987-01-01 | Permanently Out of Use | 1999-02-15 | 10000 | Gasoline
9-201964 | HONOLULU RESOURCE RECOVERY VENTU | 91-174 HANUA ST | Kapolei | HI | 96707 | THE CONNECTICUT BANK AND TRUST | ONE CONSTITUTION PLAZA | Kapolei | HI | 96707 | diesel | 1990-03-29 | Currently in Use |  | 6000 | Diesel
9-202970 | PACIFIC ISLE WOODS | 91-188 KALAELOA BLVD | Kapolei | HI | 96707 | K C & S DEVELOPMENT CO., LTD | 739 AHUA ST | Kapolei | HI | 96707 | R-1 | 1970-02-01 | Permanently Out of Use | 1994-09-07 | 5300 | Gasoline
9-202970 | PACIFIC ISLE WOODS | 91-188 KALAELOA BLVD | Kapolei | HI | 96707 | K C & S DEVELOPMENT CO., LTD | 739 AHUA ST | Kapolei | HI | 96707 | R-2 | 1970-02-01 | Permanently Out of Use | 1994-09-07 | 5000 | Gasoline
9-201729 | NORDIC CONSTRUCTION, LTD. | 91-195 HANUA ST | Kapolei | HI | 96707 | NORDIC CONSTRUCTION, LTD. | 685 AHUA ST | Kapolei | HI | 96707 | P-002 |  | Permanently Out of Use |  | 1000 | Gasoline
9-201729 | NORDIC CONSTRUCTION, LTD. | 91-195 HANUA ST | Kapolei | HI | 96707 | NORDIC CONSTRUCTION, LTD. | 685 AHUA ST | Kapolei | HI | 96707 | P-001 |  | Permanently Out of Use |  | 1000 | Diesel
9-201152 | OAHU CONSTRUCTION CO., LTD. | 91-202 KALAELOA BLVD | Kapolei | HI | 96707 | UNOCAL CORPORATION | 3915 Mission Avenue #7416 | Kapolei | HI | 96707 | R-A-1-3 | 1965-04-29 | Permanently Out of Use | 1992-10-26 | 5000 | Diesel
9-201152 | OAHU CONSTRUCTION CO., LTD. | 91-202 KALAELOA BLVD | Kapolei | HI | 96707 | UNOCAL CORPORATION | 3915 Mission Avenue #7416 | Kapolei | HI | 96707 | R-A-2-1 | 1965-04-29 | Permanently Out of Use | 1992-10-26 | 1000 | Gasoline
9-200823 | KEN'S AUTO SERVICE | 91-2078 FT WEAVER RD | Ewa Beach | HI | 96706 | KEN ASATO | 91-373 FT. WEAVER RD | Ewa Beach | HI | 96706 | R-01 | 1949-08-03 | Permanently Out of Use | 1988-04-01 | 5000 | Gasoline
9-200823 | KEN'S AUTO SERVICE | 91-2078 FT WEAVER RD | Ewa Beach | HI | 96706 | KEN ASATO | 91-373 FT. WEAVER RD | Ewa Beach | HI | 96706 | R-02 | 1949-08-03 | Permanently Out of Use | 1988-04-01 | 10000 | Gasoline
9-203432 | Queen's Medical Center West Oahu | 91-2141 FORT WEAVER RD | Ewa Beach | HI | 96706 | QUEEN'S Medical Center | 91-2141 Fort Weaver Road | Ewa Beach | HI | 96706 | M-1 | 1990-01-01 | Currently In Use |  | 10000 | Diesel
9-200949 | FOUNDATION INTERNATIONAL | 91-227 HANUA ST | Kapolei | HI | 96707 | FOUNDATION INTERNATIONAL | 91-227 HANUA ST | Kapolei | HI | 96707 | R-1 | 1971-08-30 | Permanently Out of Use | 1998-11-30 | 1000 | Gasoline
9-200949 | FOUNDATION INTERNATIONAL | 91-227 HANUA ST | Kapolei | HI | 96707 | FOUNDATION INTERNATIONAL | 91-227 HANUA ST | Kapolei | HI | 96707 | R-2 | 1971-08-30 | Permanently Out of Use | 1998-11-30 | 1000 | Diesel
9-201357 | MUTUAL WELDING CO., LTD. | 91-237 KAUHI ST | Ewa Beach | HI | 96706 | MUTUAL WELDING COMPANY, LTD. | 739 AHUA ST | Ewa Beach | HI | 96706 | R-A-3-3 | 1966-04-29 | Permanently Out of Use | 1991-04-08 | 3000 | Diesel
9-201357 | MUTUAL WELDING CO., LTD. | 91-237 KAUHI ST | Ewa Beach | HI | 96706 | MUTUAL WELDING COMPANY, LTD. | 739 AHUA ST | Ewa Beach | HI | 96706 | R-A-2-2 | 1966-04-29 | Permanently Out of Use | 1991-04-08 | 4000 | Gasoline
9-201357 | MUTUAL WELDING CO., LTD. | 91-237 KAUHI ST | Ewa Beach | HI | 96706 | MUTUAL WELDING COMPANY, LTD. | 739 AHUA ST | Ewa Beach | HI | 96706 | R-A-1-1 | 1966-04-29 | Permanently Out of Use | 1991-04-08 | 4000 | Gasoline
9-201828 | SODA CREEK CENTRAL OFFICE | 91-239 KUPIAPIA PLACE | Ewa Beach | HI | 96706 | Hawaiian Telcom | P.O. Box 2200 | Ewa Beach | HI | 96706 | M-1 | 1992-10-30 | Currently in Use |  | 600 | Diesel
9-200195 | E.K. FERNANDEZ SHOWS, INC. | 91-246 OIHANA ST | Ewa Beach | HI | 96706 | E.K. FERNANDEZ SHOWS, INC. | 91-246 OIHANA ST | Ewa Beach | HI | 96706 | R-002 | 1975-03-28 | Permanently Out of Use | 1993-11-16 | 2000 | Diesel
9-200195 | E.K. FERNANDEZ SHOWS, INC. | 91-246 OIHANA ST | Ewa Beach | HI | 96706 | E.K. FERNANDEZ SHOWS, INC. | 91-246 OIHANA ST | Ewa Beach | HI | 96706 | R-001 | 1975-03-28 | Permanently Out of Use | 1993-11-16 | 2000 | Gasoline
9-202895 | E.E. BLACK LTD. | 91-252 KUHELA ST | Kapolei | HI | 96707 | E.E. BLACK LTD. | 401 KAMAKEE ST | Kapolei | HI | 96707 | R-3 | 1984-11-09 | Permanently Out of Use | 1994-03-08 | 550 | Used Oil
9-200211 | WALDRON FEED MILL | 91-254 OLAI ST | Kapolei | HI | 96707 | WALDRON FEED MILL | 91-254 OLAI ST | Kapolei | HI | 96707 | R-01 | 1973-12-01 | Permanently Out of Use | 1990-02-17 | 2000 | Gasoline
9-200211 | WALDRON FEED MILL | 91-254 OLAI ST | Kapolei | HI | 96707 | WALDRON FEED MILL | 91-254 OLAI ST | Kapolei | HI | 96707 | R-1 | 1990-06-19 | Permanently Out of Use | 1993-09-30 | 6000 | Diesel
9-200211 | WALDRON FEED MILL | 91-254 OLAI ST | Kapolei | HI | 96707 | WALDRON FEED MILL | 91-254 OLAI ST | Kapolei | HI | 96707 | R-02 | 1973-12-01 | Permanently Out of Use | 1990-02-18 | 6500 | Diesel
9-201359 | UNIVERSAL DOVE CORP. | 91-255 HANUA ST | Kapolei | HI | 96707 | UNIVERSAL DOVE CORP. | 91-255 HANUA ST | Kapolei | HI | 96707 | R-1 |  | Permanently Out of Use | 1990-04-12 | 10000 | Gasoline
9-201335 | MERCANTILE PRINTING CO., LTD. | 91-255 KALAELOA BLVD | Ewa Beach | HI | 96706 | MERCANTILE PRINTING CO., LTD. | 274 PUUHALE ROAD | Ewa Beach | HI | 96706 | R-001 | 1980-04-21 | Permanently Out of Use | 1989-10-01 | 4000 | Gasoline
9-201335 | MERCANTILE PRINTING CO., LTD. | 91-255 KALAELOA BLVD | Ewa Beach | HI | 96706 | MERCANTILE PRINTING CO., LTD. | 274 PUUHALE ROAD | Ewa Beach | HI | 96706 | R-002 | 1980-04-21 | Permanently Out of Use | 1989-10-01 | 2000 | Gasoline
9-201335 | MERCANTILE PRINTING CO., LTD. | 91-255 KALAELOA BLVD | Ewa Beach | HI | 96706 | MERCANTILE PRINTING CO., LTD. | 274 PUUHALE ROAD | Ewa Beach | HI | 96706 | R-003 | 1980-04-21 | Permanently Out of Use | 1989-10-01 | 1000 | Other
9-201428 | DELTA CONSTRUCTION CORPORATION | 91-255 OIHANA ST | Kapolei | HI | 96707 | DELTA CONSTRUCTION CORPORATION | 91-255 OIHANA St | Kapolei | HI | 96707 | R-3 | 1982-01-01 | Permanently Out of Use | 1999-10-01 | 4000 | Diesel
9-201428 | DELTA CONSTRUCTION CORPORATION | 91-255 OIHANA ST | Kapolei | HI | 96707 | DELTA CONSTRUCTION CORPORATION | 91-255 OIHANA St | Kapolei | HI | 96707 | R-2 | 1982-01-01 | Permanently Out of Use | 1999-10-01 | 4000 | Diesel
9-201428 | DELTA CONSTRUCTION CORPORATION | 91-255 OIHANA ST | Kapolei | HI | 96707 | DELTA CONSTRUCTION CORPORATION | 91-255 OIHANA St | Kapolei | HI | 96707 | R-1 | 1982-01-01 | Permanently Out of Use | 1999-10-01 | 4000 | Gasoline
9-200266 | FEDERATED LOGISTICS AND OPERATIONS | 91-262 OIHANA ST | Kapolei | HI | 96707 | FEDERATED DEPARTMENT STORES, INC. | 7 West Seventh St. | Kapolei | HI | 96707 | R-3 | 1974-04-04 | Permanently Out of Use | 1991-06-01 | 2500 | Gasoline
9-200266 | FEDERATED LOGISTICS AND OPERATIONS | 91-262 OIHANA ST | Kapolei | HI | 96707 | FEDERATED DEPARTMENT STORES, INC. | 7 West Seventh St. | Kapolei | HI | 96707 | r-1D | 1984-04-03 | Permanently out of Use | 2010-10-27 | 10000 | Diesel
9-200266 | FEDERATED LOGISTICS AND OPERATIONS | 91-262 OIHANA ST | Kapolei | HI | 96707 | FEDERATED DEPARTMENT STORES, INC. | 7 West Seventh St. | Kapolei | HI | 96707 | r-87 | 1991-06-24 | Permanently out of Use | 2010-10-27 | 2500 | Gasoline
9-200266 | FEDERATED LOGISTICS AND OPERATIONS | 91-262 OIHANA ST | Kapolei | HI | 96707 | Macy's Inc, | 7 West 7th Street | Kapolei | HI | 96707 | r-87 | 1991-06-24 | Permanently out of Use | 2010-10-27 | 2500 | Gasoline
9-200266 | FEDERATED LOGISTICS AND OPERATIONS | 91-262 OIHANA ST | Kapolei | HI | 96707 | Macy's Inc, | 7 West 7th Street | Kapolei | HI | 96707 | r-1D | 1984-04-03 | Permanently out of Use | 2010-10-27 | 10000 | Diesel
9-200266 | FEDERATED LOGISTICS AND OPERATIONS | 91-262 OIHANA ST | Kapolei | HI | 96707 | Macy's Inc, | 7 West 7th Street | Kapolei | HI | 96707 | R-3 | 1974-04-04 | Permanently Out of Use | 1991-06-01 | 2500 | Gasoline
9-200827 | ISLAND COMMODITIES CORP. | 91-269 OLAI ST | Kapolei | HI | 96707 | ISLAND COMMODITIES CORP. | 91-269 OLAI ST | Kapolei | HI | 96707 | R-1 | 1971-04-02 | Permanently Out of Use | 1997-10-13 | 1000 | Gasoline
9-201663 | KRAFT, INC. | 91-290 KAUHI ST | Kapolei | HI | 96707 | KRAFT FOODS INC. | ONE KRAFT COURT | Kapolei | HI | 96707 | R-1 | 1973-08-21 | Permanently Out of Use | 1994-08-10 | 6000 | Diesel
9-201663 | KRAFT, INC. | 91-290 KAUHI ST | Kapolei | HI | 96707 | KRAFT FOODS INC. | ONE KRAFT COURT | Kapolei | HI | 96707 | R-2 | 1973-08-21 | Permanently Out of Use | 1994-08-10 | 6000 | Diesel
9-200946 | HONOLULU WOOD TREATING CO., LTD. | 91-291 HANUA ST | Kapolei | HI | 96707 | HONOLULU WOOD TREATING CO., LTD. | 91-291 HANUA ST | Kapolei | HI | 96707 | R-01 | 1971-04-15 | Permanently Out of Use | 1985-07-01 | 1000 | Gasoline
9-202210 | Oahu Waste Services, Inc | 91-310 HANUA ST | Kapolei | HI | 96707 | Oahu Waste Services, inc | 1169 Mikole Street | Kapolei | HI | 96707 | r-87 | 1986-12-01 | Permanently out of Use | 2015-02-09 | 8000 | Gasoline
9-202210 | Oahu Waste Services, Inc | 91-310 HANUA ST | Kapolei | HI | 96707 | Oahu Waste Services, inc | 1169 Mikole Street | Kapolei | HI | 96707 | r-1D | 1986-12-01 | Permanently out of Use | 2015-02-09 | 10000 | Diesel
9-202210 | Oahu Waste Services, Inc | 91-310 HANUA ST | Kapolei | HI | 96707 | Oahu Waste Services, inc | 1169 Mikole St | Kapolei | HI | 96707 | r-1D | 1986-12-01 | Permanently out of Use | 2015-02-09 | 10000 | Diesel
9-202210 | Oahu Waste Services, Inc | 91-310 HANUA ST | Kapolei | HI | 96707 | HONOLULU DISPOSAL SERVICE, INC. | 1169 Milole St | Kapolei | HI | 96707 | r-87 | 1986-12-01 | Permanently out of Use | 2015-02-09 | 8000 | Gasoline
9-202210 | Oahu Waste Services, Inc | 91-310 HANUA ST | Kapolei | HI | 96707 | Oahu Waste Services, inc | 1169 Mikole St | Kapolei | HI | 96707 | r-87 | 1986-12-01 | Permanently out of Use | 2015-02-09 | 8000 | Gasoline
9-202210 | Oahu Waste Services, Inc | 91-310 HANUA ST | Kapolei | HI | 96707 | HONOLULU DISPOSAL SERVICE, INC. | 1169 Milole St | Kapolei | HI | 96707 | r-1D | 1986-12-01 | Permanently out of Use | 2015-02-09 | 10000 | Diesel
9-203919 | Honolulu Federal Bureau of Investigation Field Office | 91-3100 Enterprise Ave | Kapolei | HI | 96707 | Eagle River Investors - Hawwaii LLC | 900 North Michigan Ave, Suite 1400 | Kapolei | HI | 96707 | m-1 | 2012-05-15 | Currently in Use |  | 4000 | Diesel
9-200856 | HAWAIIAN MILLING CORP. | 91-319 OLAI ST | Kapolei | HI | 96707 | HAWAIIAN MILLING CORP. | 91-319 OLAI ST | Kapolei | HI | 96707 | R-2 | 1985-05-05 | Permanently Out of Use | 1994-05-19 | 550 | Gasoline
9-200856 | HAWAIIAN MILLING CORP. | 91-319 OLAI ST | Kapolei | HI | 96707 | HAWAIIAN MILLING CORP. | 91-319 OLAI ST | Kapolei | HI | 96707 | R-1 | 1985-05-05 | Permanently Out of Use | 1994-05-19 | 2000 | Diesel
9-200231 | HAWAII CAN PLANT | 91-320 KOMOHANA ST | Kapolei | HI | 96707 | REYNOLDS METALS COMPANY | 7900 REYCAN RD | Kapolei | HI | 96707 | R-2 | 1979-05-08 | Permanently Out of Use | 1992-11-01 | 5000 | Used Oil
9-200927 | HAWAIIAN INDEPENDENT REFINERY | 91-325 KOMOHANA ST | Kapolei | HI | 96707 | BHP HAWAII INC. | P.O. BOX 3379 | Kapolei | HI | 96707 | R-001 | 1972-04-09 | Permanently Out of Use | 1988-12-21 | 1000 | Gasoline
9-103103 | GREEN MILL FOOD MANUFACTURER LTD | 914 COOLIDGE ST | Honolulu | HI | 96826 | GREEN MILL FOOD MANUFACTURER LTD | 732 WILIWILI ST | Honolulu | HI | 96826 | R-2 |  | Permanently Out of Use | 1995-08-04 | 350 | Diesel
9-103103 | GREEN MILL FOOD MANUFACTURER LTD | 914 COOLIDGE ST | Honolulu | HI | 96826 | GREEN MILL FOOD MANUFACTURER LTD | 732 WILIWILI ST | Honolulu | HI | 96826 | R-1 |  | Permanently Out of Use | 1995-08-04 | 250 | Diesel
9-100272 | MAUNAWILI PRODUCE, INC. | 914 KAAAHI PL | Honolulu | HI | 96817 | MAUNAWILI PRODUCE, INC. | 914 KAAAHI PL | Honolulu | HI | 96817 | R-2 | 1983-05-06 | Permanently Out of Use | 1992-11-09 | 1000 | Diesel
9-100272 | MAUNAWILI PRODUCE, INC. | 914 KAAAHI PL | Honolulu | HI | 96817 | MAUNAWILI PRODUCE, INC. | 914 KAAAHI PL | Honolulu | HI | 96817 | R-1 | 1983-05-06 | Permanently Out of Use | 1992-11-09 | 2000 | Gasoline
9-202562 | PALAILAI LANDFILL | 91-402 FARRINGTON HWY | Kapolei | HI | 96707 | GRACE PACIFIC CORPORATION | P. O. BOX 78 | Kapolei | HI | 96707 | R-2 |  | Permanently Out of Use | 1989-06-02 | 6000 | Not Listed
9-202562 | PALAILAI LANDFILL | 91-402 FARRINGTON HWY | Kapolei | HI | 96707 | GRACE PACIFIC CORPORATION | P. O. BOX 78 | Kapolei | HI | 96707 | R-1 |  | Permanently Out of Use | 1989-06-02 | 10000 | Not Listed
9-200304 | ROBERT McMULLAN AND SON, INC. | 91-430 KOMOHANA ST | Kapolei | HI | 96707 | ROBERT McMULLAN AND SON, INC. | 91-430 KOMOHANA ST | Kapolei | HI | 96707 | R-1 | 1976-03-25 | Permanently Out of Use | 1995-08-01 | 1000 | Gasoline
9-200304 | ROBERT McMULLAN AND SON, INC. | 91-430 KOMOHANA ST | Kapolei | HI | 96707 | ROBERT McMULLAN AND SON, INC. | 91-430 KOMOHANA ST | Kapolei | HI | 96707 | R-2 | 1976-03-25 | Permanently Out of Use | 1995-08-01 | 550 | Diesel
9-201760 | AMFAC LUMBER & CONSTRUCTION | 91-445 KOMOHANA ST | Kapolei | HI | 96707 | OAHU DISTRIBUTION | c/o Tamara Edwards Amfac Land Company 700 Bishop St, #501 | Kapolei | HI | 96707 | R-1 | 1976-02-26 | Permanently Out of Use | 1992-02-22 | 1500 | Gasoline
9-200828 | PRECISION WOOD OF HAWAII,INC. | 91-466 KOMOHANA ST | Ewa Beach | HI | 96706 | PRECISION WOOD OF HAWAII,INC. | 91-466 KOMOHANA ST | Ewa Beach | HI | 96706 | R-1 | 1976-04-10 | Permanently Out of Use | 1991-04-01 | 550 | Gasoline
9-202165 | CHEVRON REFINERY | 91-480 Malakole Street | Kapolei | HI | 96707 | CHEVRON U.S.A., INC | P.O. BOX 29789 | Kapolei | HI | 96707 | r-3 |  | Permanently Out of Use | 2005-11-09 | 5000 | Diesel
9-202165 | CHEVRON REFINERY | 91-480 Malakole Street | Kapolei | HI | 96707 | CHEVRON U.S.A., INC | P.O. BOX 29789 | Kapolei | HI | 96707 | r-2 |  | Permanently Out of Use | 2005-11-09 | 5000 | Gasoline
9-202975 | GENTRY HOMES LTD AREA 27 | 91-500 FT WEAVER RD | Ewa Beach | HI | 96706 | GENTRY HOMES, LTD. | 560 N NIMITZ HWY, SUITE 213 | Ewa Beach | HI | 96706 | R-1 |  | Permanently Out of Use | 1994-07-22 | 500 | Diesel
9-203662 | CHEVRON STATION, INC. 209722 | 91-565 FARRINGTON HWY | Kapolei | HI | 96707 | CHEVRON PRODUCTS COMPANY | Attn Permit Desk PO Box 6004 | Kapolei | HI | 96707 | 1 | 2001-04-05 | Currently In Use |  | 20000 | Gasohol
9-203662 | CHEVRON STATION, INC. 209722 | 91-565 FARRINGTON HWY | Kapolei | HI | 96707 | CHEVRON PRODUCTS COMPANY | Attn Permit Desk PO Box 6004 | Kapolei | HI | 96707 | 2 | 2001-04-05 | Currently In Use |  | 15000 | Gasohol
9-203163 | TESORO 2GO #61055 | 91-590 FARRINGTON HWY | Kapolei | HI | 96707 | HIE Retail, LLC | 800 Gessner Road, Suite 875 | Kapolei | HI | 96707 | 2 | 1995-02-01 | Currently In Use |  | 12000 | Gasohol
9-203163 | TESORO 2GO #61055 | 91-590 FARRINGTON HWY | Kapolei | HI | 96707 | HIE Retail, LLC | 800 Gessner Road, Suite 875 | Kapolei | HI | 96707 | 1 | 1995-02-01 | Currently In Use |  | 12000 | Gasohol
9-203860 | Ewa Gentry 2 Waste Water Pump Station | 91-6319 Kapolei parkway | Ewa Beach | HI | 96706 | C & C of Honolul - Dept. of Environmental Services | 1000 Uluohia Street, Suite 308 | Ewa Beach | HI | 96706 | m-1 | 2008-05-20 | Currently in Use |  | 2500 | Diesel
9-200052 | EWA BEACH CENTRAL OFFICE | 91-673 FT WEAVER RD. | Ewa Beach | HI | 96706 | Hawaiian Telcom | P.O. Box 2200 | Ewa Beach | HI | 96706 | M-1 | 1987-04-06 | Currently In Use |  | 550 | Diesel
9-200136 | EWA BEACH WASTEWATER PUMP STATION | 91-690 POHAKUPUNA RD | Ewa Beach | HI | 96706 | C & C of Honolul - Dept. of Environmental Services | 1000 Uluohia Street, Suite 308 | Ewa Beach | HI | 96706 | m-2 | 2005-03-09 | Currently In Use |  | 6000 | Diesel
9-200136 | EWA BEACH WASTEWATER PUMP STATION | 91-690 POHAKUPUNA RD | Ewa Beach | HI | 96706 | C & C of Honolul - Dept. of Environmental Services | 1000 Uluohia Street, Suite 308 | Ewa Beach | HI | 96706 | R-M-1 | 1981-05-07 | Permanently Out of Use | 2005-08-05 | 2000 | Diesel
9-203484 | KAPOLEI GOLF COURSE | 91-701 FARRINGTON HWY | Kapolei | HI | 96707 | KAPOLEI PEOPLE'S INC | 91-701 FARRINGTON HWY | Kapolei | HI | 96707 | UL625207 | 1992-01-01 | Currently In Use |  | 1000 | Gasoline
9-203484 | KAPOLEI GOLF COURSE | 91-701 FARRINGTON HWY | Kapolei | HI | 96707 | KAPOLEI PEOPLE'S INC | 91-701 FARRINGTON HWY | Kapolei | HI | 96707 | UL625210 | 1992-09-01 | Currently In Use |  | 550 | Diesel
9-500407 | MAUI SODA & ICE WORKS, LTD. | 918 A LOWER MAIN ST | Wailuku | HI | 96793 | MAUI SODA & ICE WORKS, LTD. | 918 A LOWER MAIN | Wailuku | HI | 96793 | R-3 | 1970-03-30 | Permanently Out of Use | 1994-11-07 | 1000 | Gasoline
9-500407 | MAUI SODA & ICE WORKS, LTD. | 918 A LOWER MAIN ST | Wailuku | HI | 96793 | MAUI SODA & ICE WORKS, LTD. | 918 A LOWER MAIN | Wailuku | HI | 96793 | R-2 | 1984-03-25 | Permanently Out of Use | 1994-11-07 | 2000 | Diesel
9-500407 | MAUI SODA & ICE WORKS, LTD. | 918 A LOWER MAIN ST | Wailuku | HI | 96793 | MAUI SODA & ICE WORKS, LTD. | 918 A LOWER MAIN | Wailuku | HI | 96793 | R-4 | 1983-03-26 | Permanently Out of Use | 1994-11-17 | 1000 | Gasoline
9-100920 | BACON-UNIVERSAL CO. INC. | 918 AHUA ST | Honolulu | HI | 96819 | BACON-UNIVERSAL CO. INC. | 918 AHUA ST | Honolulu | HI | 96819 | R-1 | 1954-04-29 | Permanently Out of Use | 1989-10-14 | 8000 | Gasoline
9-100920 | BACON-UNIVERSAL CO. INC. | 918 AHUA ST | Honolulu | HI | 96819 | BACON-UNIVERSAL CO. INC. | 918 AHUA ST | Honolulu | HI | 96819 | R-3 | 1964-04-29 | Permanently Out of Use | 1996-05-01 | 500 | Used Oil
9-100920 | BACON-UNIVERSAL CO. INC. | 918 AHUA ST | Honolulu | HI | 96819 | BACON-UNIVERSAL CO. INC. | 918 AHUA ST | Honolulu | HI | 96819 | R-4 | 1989-12-01 | Permanently Out of Use | 1993-11-28 | 8000 | Gasoline
9-100920 | BACON-UNIVERSAL CO. INC. | 918 AHUA ST | Honolulu | HI | 96819 | BACON-UNIVERSAL CO. INC. | 918 AHUA ST | Honolulu | HI | 96819 | R-2 | 1954-04-29 | Permanently Out of Use | 1989-10-14 | 500 | Diesel
9-201183 | JMH, INC DBA EWA MART | 91-831 FT WEAVER RD | Ewa Beach | HI | 96706 | JMH INC DBA EWA MART | 91-831 FT. WEAVER ROAD | Ewa Beach | HI | 96706 | R-1 | 1980-04-04 | Permanently Out of Use | 1995-07-10 | 8000 | Gasoline
9-201183 | JMH, INC DBA EWA MART | 91-831 FT WEAVER RD | Ewa Beach | HI | 96706 | JMH INC DBA EWA MART | 91-831 FT. WEAVER ROAD | Ewa Beach | HI | 96706 | R-3 | 1964-04-04 | Permanently Out of Use | 1995-07-10 | 5000 | Gasoline
9-201183 | JMH, INC DBA EWA MART | 91-831 FT WEAVER RD | Ewa Beach | HI | 96706 | JMH INC DBA EWA MART | 91-831 FT. WEAVER ROAD | Ewa Beach | HI | 96706 | R-2 | 1964-04-04 | Permanently Out of Use | 1995-07-10 | 8000 | Gasoline
9-201183 | JMH, INC DBA EWA MART | 91-831 FT WEAVER RD | Ewa Beach | HI | 96706 | JMH INC DBA EWA MART | 91-831 FT. WEAVER ROAD | Ewa Beach | HI | 96706 | R-7 |  | Permanently Out of Use | 1993-02-25 | 550 | Used Oil
9-201183 | JMH, INC DBA EWA MART | 91-831 FT WEAVER RD | Ewa Beach | HI | 96706 | JMH INC DBA EWA MART | 91-831 FT. WEAVER ROAD | Ewa Beach | HI | 96706 | 87 | 1995-07-10 | Currently in Use |  | 10000 | Gasoline
9-201183 | JMH, INC DBA EWA MART | 91-831 FT WEAVER RD | Ewa Beach | HI | 96706 | JMH INC DBA EWA MART | 91-831 FT. WEAVER ROAD | Ewa Beach | HI | 96706 | 92 | 1995-07-10 | Currently in Use |  | 10000 | Gasoline
9-200071 | C&CH EWA BEACH FIRE STATION | 91-832 POHAKUPUNA RD | Ewa Beach | HI | 96706 | C&C HNL Fire Dept | 636 South Street | Ewa Beach | HI | 96706 | R-1 | 1977-06-01 | Permanently Out of Use | 1993-09-22 | 1000 | Diesel
9-201224 | EWA BEACH CHEVRON SS | 91-909 FT WEAVER RD | Ewa Beach | HI | 96706 | CHEVRON PRODUCTS COMPANY | Attn Permit Desk PO Box 6004 | Ewa Beach | HI | 96706 | R-5 | 1978-09-01 | Permanently Out of Use | 2003-10-28 | 1000 | Used Oil
9-201224 | EWA BEACH CHEVRON SS | 91-909 FT WEAVER RD | Ewa Beach | HI | 96706 | CHEVRON PRODUCTS COMPANY | Attn Permit Desk PO Box 6004 | Ewa Beach | HI | 96706 | 87b | 1978-09-01 | Currently in Use |  | 10000 | Gasoline
9-201224 | EWA BEACH CHEVRON SS | 91-909 FT WEAVER RD | Ewa Beach | HI | 96706 | CHEVRON PRODUCTS COMPANY | Attn Permit Desk PO Box 6004 | Ewa Beach | HI | 96706 | 92 | 1978-09-01 | Currently in Use |  | 10000 | Gasoline
9-201224 | EWA BEACH CHEVRON SS | 91-909 FT WEAVER RD | Ewa Beach | HI | 96706 | CHEVRON PRODUCTS COMPANY | Attn Permit Desk PO Box 6004 | Ewa Beach | HI | 96706 | 87 | 1980-12-01 | Currently in Use |  | 10000 | Gasoline
9-201224 | EWA BEACH CHEVRON SS | 91-909 FT WEAVER RD | Ewa Beach | HI | 96706 | CHEVRON PRODUCTS COMPANY | Attn Permit Desk PO Box 6004 | Ewa Beach | HI | 96706 | R-004 | 1959-06-30 | Permanently Out of Use | 1988-04-16 | 5000 | Diesel
9-200324 | ARCO 82100 | 91-914 FT WEAVER RD | Ewa Beach | HI | 96706 | U.S. RESTAURANT PROPERTIES, INC | 12240 INWOOD RD #200 | Ewa Beach | HI | 96706 | R-89 | 1984-02-07 | Permanently Out of Use | 2001-10-01 | 10000 | Gasoline
9-200324 | ARCO 82100 | 91-914 FT WEAVER RD | Ewa Beach | HI | 96706 | U.S. RESTAURANT PROPERTIES, INC | 12240 INWOOD RD #200 | Ewa Beach | HI | 96706 | R-87 | 1984-02-07 | Permanently Out of Use | 2001-10-01 | 12000 | Gasoline
9-200324 | ARCO 82100 | 91-914 FT WEAVER RD | Ewa Beach | HI | 96706 | U.S. RESTAURANT PROPERTIES, INC | 12240 INWOOD RD #200 | Ewa Beach | HI | 96706 | R-92 | 1984-02-07 | Permanently Out of Use | 2001-10-01 | 10000 | Gasoline
9-200324 | ARCO 82100 | 91-914 FT WEAVER RD | Ewa Beach | HI | 96706 | U.S. RESTAURANT PROPERTIES, INC | 12240 INWOOD RD #200 | Ewa Beach | HI | 96706 | R-D | 1984-02-07 | Permanently Out of Use | 2001-10-01 | 8000 | Diesel
9-200324 | ARCO 82100 | 91-914 FT WEAVER RD | Ewa Beach | HI | 96706 | U.S. RESTAURANT PROPERTIES, INC | 12240 INWOOD RD #200 | Ewa Beach | HI | 96706 | R-I-5 | 1984-02-07 | Permanently Out of Use | 2001-10-01 | 550 | Used Oil
9-200221 | MAKAKILO QUARRY | 91-920 FARRINGTON HWY | Makakilo | HI | 96707 | GRACE PACIFIC CORPORATION | P. O. BOX 78 | Makakilo | HI | 96707 | R-3 | 1980-04-10 | Permanently Out of Use | 1989-12-01 | 500 | Used Oil
9-200221 | MAKAKILO QUARRY | 91-920 FARRINGTON HWY | Makakilo | HI | 96707 | GRACE PACIFIC CORPORATION | P. O. BOX 78 | Makakilo | HI | 96707 | R-2 | 1976-04-10 | Permanently Out of Use | 1996-04-13 | 6000 | Diesel
9-200221 | MAKAKILO QUARRY | 91-920 FARRINGTON HWY | Makakilo | HI | 96707 | GRACE PACIFIC CORPORATION | P. O. BOX 78 | Makakilo | HI | 96707 | R-1 | 1976-04-10 | Permanently Out of Use | 1996-04-13 | 10000 | Diesel
9-201184 | 7-11 EWA BEACH | 91-924 MAKULE ST | Ewa Beach | HI | 96706 | Mid Pac Petroleum LLC | 1100 Alakea Street, 8th floor | Ewa Beach | HI | 96706 | R-2 | 1982-04-04 | Permanently Out of Use | 1998-05-02 | 10000 | Gasoline
9-201184 | 7-11 EWA BEACH | 91-924 MAKULE ST | Ewa Beach | HI | 96706 | Mid Pac Petroleum LLC | 1100 Alakea Street, 8th floor | Ewa Beach | HI | 96706 | 87 | 1998-04-01 | Currently In Use |  | 10000 | Gasoline
9-201184 | 7-11 EWA BEACH | 91-924 MAKULE ST | Ewa Beach | HI | 96706 | Mid Pac Petroleum LLC | 1100 Alakea Street, 8th floor | Ewa Beach | HI | 96706 | R-3 | 1982-04-04 | Permanently Out of Use | 1998-05-02 | 10000 | Gasoline
9-201184 | 7-11 EWA BEACH | 91-924 MAKULE ST | Ewa Beach | HI | 96706 | Mid Pac Petroleum LLC | 1100 Alakea Street, 8th floor | Ewa Beach | HI | 96706 | R-1 | 1982-04-04 | Permanently Out of Use | 1998-05-02 | 10000 | Gasoline
9-201184 | 7-11 EWA BEACH | 91-924 MAKULE ST | Ewa Beach | HI | 96706 | Mid Pac Petroleum LLC | 1100 Alakea Street, 8th floor | Ewa Beach | HI | 96706 | 92 | 1998-04-01 | Currently In Use |  | 10000 | Gasoline
9-202717 | PUU KAPOLEI CENTRAL OFFICE | 91-979 KAMAAHA AVE | Kapolei | HI | 96707 | Hawaiian Telcom | P.O. Box 2200 | Kapolei | HI | 96707 | M-1 | 1992-09-30 | Currently in Use |  | 600 | Diesel
9-103747 | IWILEI FRUIT AND VEGETABLE WAREHOUSE | 920 IWILEI ROAD | Honolulu | HI | 96813 | STATE DLNR |  | Honolulu | HI | 96813 | R-1 |  | Permanently Out of Use | 2002-05-20 | 2000 | Not Listed
9-600480 | PHILLIPS U DRIVE INC. | 920 PIILANI ST | Hilo | HI | 96720 | PHILLIPS U DRIVE INC. | 920 PIILANI ST | Hilo | HI | 96720 | R-1 | 1976-04-24 | Permanently Out of Use | 1991-03-19 | 8000 | Gasoline
9-202737 | PEARL CITY CUTTER DODGE | 921 KAMEHAMEHA HWY | Pearl City | HI | 96782 | CUTTER MANAGEMENT | 735 DILLINGHAM ST | Pearl City | HI | 96782 | R-1 |  | Permanently Out of Use |  | 2000 | Used Oil
9-202737 | PEARL CITY CUTTER DODGE | 921 KAMEHAMEHA HWY | Pearl City | HI | 96782 | CUTTER MANAGEMENT | 735 DILLINGHAM ST | Pearl City | HI | 96782 | R-2 |  | Permanently Out of Use |  | 2000 | Used Oil
9-203621 | WEST BEACH 1 WWPS | 92-1107 ALIINUI DR | Ewa Beach | HI | 96706 | C&C HNL - DEPT OF ENVIRONMENTAL SERVICES | 1000 ULU'OHIA STREET, SUITE 308 | Ewa Beach | HI | 96706 | M-1 | 1989-01-01 | Currently In Use |  | 2000 | Diesel
9-203878 | Disney | 92-1185 Aliinui Drive and 92-1028 Olani St | ZipCode Unknown | XX | 99999 | Cumming Corporation | 1099 Aleakea Street Suite 2500 | ZipCode Unknown | XX | 99999 | r-1 |  | Permanently out of Use | 2009-04-15 | 575 | Diesel
9-501586 | CHING STORE | 9212 KULA HWY | Kula | HI | 96790 | FLORENCE CHING | 9212 Kula Hwy | Kula | HI | 96790 | 2 | 1995-06-23 | Currently in Use |  | 2000 | Gasohol
9-501586 | CHING STORE | 9212 KULA HWY | Kula | HI | 96790 | FLORENCE CHING | 9212 Kula Hwy | Kula | HI | 96790 | 1 | 1995-06-23 | Currently in Use |  | 2000 | Gasohol
9-501586 | CHING STORE | 9212 KULA HWY | Kula | HI | 96790 | FLORENCE CHING | 9212 Kula Hwy | Kula | HI | 96790 | 3 | 1995-06-23 | Currently in Use |  | 4000 | Gasohol
9-501586 | CHING STORE | 9212 KULA HWY | Kula | HI | 96790 | FLORENCE CHING | 9212 Kula Hwy | Kula | HI | 96790 | R-3 |  | Permanently Out of Use | 1995-06-20 | 500 | Kerosene
9-501586 | CHING STORE | 9212 KULA HWY | Kula | HI | 96790 | FLORENCE CHING | 9212 Kula Hwy | Kula | HI | 96790 | R-2 | 1946-05-05 | Permanently Out of Use | 1995-06-20 | 1000 | Gasoline
9-501586 | CHING STORE | 9212 KULA HWY | Kula | HI | 96790 | FLORENCE CHING | 9212 Kula Hwy | Kula | HI | 96790 | R-1 | 1966-05-05 | Permanently Out of Use | 1995-06-20 | 1000 | Gasoline
9-203294 | KO OLINA CENTRAL OFFICE | 92-1389 ALIINUI DR | Kapolei | HI | 96707 | Hawaiian Telcom | P.O. Box 2200 | Kapolei | HI | 96707 | M-1 | 1992-03-01 | Currently In Use |  | 550 | Diesel
9-200518 | MAUNA KAPU RADIO STATION | 92-1600 KIKAHA ST | Kapolei | HI | 96707 | Insite Wireless Group | 1199 North Fiairfax St., #700 | Kapolei | HI | 96707 | R-B | 1970-05-01 | Permanently Out of Use | 1995-12-22 | 200 | Diesel
9-200518 | MAUNA KAPU RADIO STATION | 92-1600 KIKAHA ST | Kapolei | HI | 96707 | Insite Wireless Group | 1199 North Fiairfax St., #700 | Kapolei | HI | 96707 | R-M-A | 1970-05-07 | Permanently Out of Use | 1995-12-22 | 380 | Diesel
9-200518 | MAUNA KAPU RADIO STATION | 92-1600 KIKAHA ST | Kapolei | HI | 96707 | Insite Wireless Group | 1199 North Fiairfax St., #700 | Kapolei | HI | 96707 | M-1 | 1996-01-01 | Currently in Use |  | 600 | Diesel
9-201816 | Del Monte Fresh Produce | 92-1770 Kunia Road | Kunia | HI | 96759 | Del Monte Fresh Produce | 92-1770 Kunia Road | Kunia | HI | 96759 | r-87 | 1992-02-28 | Permanently out of Use | 2007-09-01 | 10000 | Gasoline
9-201816 | Del Monte Fresh Produce | 92-1770 Kunia Road | Kunia | HI | 96759 | Del Monte Fresh Produce | 92-1770 Kunia Road | Kunia | HI | 96759 | R-7 |  | Permanently Out of Use | 1991-08-01 | 250 | Gasoline
9-201816 | Del Monte Fresh Produce | 92-1770 Kunia Road | Kunia | HI | 96759 | Del Monte Fresh Produce | 92-1770 Kunia Road | Kunia | HI | 96759 | R-5 | 1986-01-30 | Permanently Out of Use | 1993-04-01 | 6000 | Diesel
9-201816 | Del Monte Fresh Produce | 92-1770 Kunia Road | Kunia | HI | 96759 | Del Monte Fresh Produce | 92-1770 Kunia Road | Kunia | HI | 96759 | R-1 |  | Permanently Out of Use | 1992-02-26 | 10000 | Diesel
9-201816 | Del Monte Fresh Produce | 92-1770 Kunia Road | Kunia | HI | 96759 | Del Monte Fresh Produce | 92-1770 Kunia Road | Kunia | HI | 96759 | R-2 |  | Permanently Out of Use | 1992-02-26 | 7500 | Gasoline
9-201816 | Del Monte Fresh Produce | 92-1770 Kunia Road | Kunia | HI | 96759 | Del Monte Fresh Produce | 92-1770 Kunia Road | Kunia | HI | 96759 | R-3 |  | Permanently Out of Use | 1992-02-26 | 2500 | Gasoline
9-201816 | Del Monte Fresh Produce | 92-1770 Kunia Road | Kunia | HI | 96759 | Del Monte Fresh Produce | 92-1770 Kunia Road | Kunia | HI | 96759 | R-4 |  | Permanently Out of Use | 1987-03-30 | 2000 | Diesel
9-201816 | Del Monte Fresh Produce | 92-1770 Kunia Road | Kunia | HI | 96759 | Del Monte Fresh Produce | 92-1770 Kunia Road | Kunia | HI | 96759 | r-2 | 1992-02-28 | Permanently out of Use | 2007-09-01 | 10000 | Diesel
9-201816 | Del Monte Fresh Produce | 92-1770 Kunia Road | Kunia | HI | 96759 | Del Monte Fresh Produce | 92-1770 Kunia Road | Kunia | HI | 96759 | R-6 |  | Permanently Out of Use | 1991-08-01 | 250 | Gasoline
9-103250 | KAPALAMA WAREHOUSE | 922 AUSTIN LN | Honolulu | HI | 96817 | KAPALAMA WAREHOUSE | 922 AUSTIN LANE | Honolulu | HI | 96817 | 1 |  | Permanently Out of Use | 1996-12-23 | 500 | Diesel
9-103250 | KAPALAMA WAREHOUSE | 922 AUSTIN LN | Honolulu | HI | 96817 | KAPALAMA WAREHOUSE | 922 AUSTIN LANE | Honolulu | HI | 96817 | 2 |  | Permanently Out of Use | 1996-12-23 | 1000 | Gasoline
9-100280 | NAKAOKA PAINTING INC | 922 KAAMAHU PL | Honolulu | HI | 96817 | NAKAOKA PAINTING, INC. | 922 KAAMAHU PL | Honolulu | HI | 96817 | R-01 | 1969-08-24 | Permanently Out of Use |  | 1000 | Other
9-100280 | NAKAOKA PAINTING INC | 922 KAAMAHU PL | Honolulu | HI | 96817 | NAKAOKA PAINTING, INC. | 922 KAAMAHU PL | Honolulu | HI | 96817 | R-02 | 1969-08-24 | Permanently Out of Use |  | 1000 | Gasoline
9-201703 | TESORO 2GO #61016 | 922 KAMEHAMEHA HWY | Pearl City | HI | 96782 | Tesoro Refining & Marketing Company | 3450 S. 344th Way, Suite 201 | Pearl City | HI | 96782 | r-87-a | 1986-10-08 | Permanently out of Use | 2014-03-04 | 10000 | Gasoline
9-201703 | TESORO 2GO #61016 | 922 KAMEHAMEHA HWY | Pearl City | HI | 96782 | HIE Retail, LLC | 800 Gessner Road, Suite 875 | Pearl City | HI | 96782 | r-d | 1986-10-08 | Permanently out of Use | 2014-03-04 | 10000 | Diesel
9-201703 | TESORO 2GO #61016 | 922 KAMEHAMEHA HWY | Pearl City | HI | 96782 | HIE Retail, LLC | 800 Gessner Road, Suite 875 | Pearl City | HI | 96782 | r-87-a | 1986-10-08 | Permanently out of Use | 2014-03-04 | 10000 | Gasoline
9-201703 | TESORO 2GO #61016 | 922 KAMEHAMEHA HWY | Pearl City | HI | 96782 | HIE Retail, LLC | 800 Gessner Road, Suite 875 | Pearl City | HI | 96782 | 1 | 2014-03-26 | Currently In Use |  | 10000 | Gasohol
9-201703 | TESORO 2GO #61016 | 922 KAMEHAMEHA HWY | Pearl City | HI | 96782 | HIE Retail, LLC | 800 Gessner Road, Suite 875 | Pearl City | HI | 96782 | 2 | 2014-03-26 | Currently In Use |  | 10000 | Gasohol
9-201703 | TESORO 2GO #61016 | 922 KAMEHAMEHA HWY | Pearl City | HI | 96782 | HIE Retail, LLC | 800 Gessner Road, Suite 875 | Pearl City | HI | 96782 | 3 | 2014-03-26 | Currently In Use |  | 10000 | Diesel
9-201703 | TESORO 2GO #61016 | 922 KAMEHAMEHA HWY | Pearl City | HI | 96782 | Tesoro Refining & Marketing Company | 3450 S. 344th Way, Suite 201 | Pearl City | HI | 96782 | 3 | 2014-03-26 | Currently In Use |  | 10000 | Diesel
9-201703 | TESORO 2GO #61016 | 922 KAMEHAMEHA HWY | Pearl City | HI | 96782 | Tesoro Refining & Marketing Company | 3450 S. 344th Way, Suite 201 | Pearl City | HI | 96782 | 1 | 2014-03-26 | Currently In Use |  | 10000 | Gasohol
9-201703 | TESORO 2GO #61016 | 922 KAMEHAMEHA HWY | Pearl City | HI | 96782 | HIE Retail, LLC | 800 Gessner Road, Suite 875 | Pearl City | HI | 96782 | r-92 | 1986-10-08 | Permanently out of Use | 2014-03-04 | 10000 | Gasoline
9-201703 | TESORO 2GO #61016 | 922 KAMEHAMEHA HWY | Pearl City | HI | 96782 | Tesoro Refining & Marketing Company | 3450 S. 344th Way, Suite 201 | Pearl City | HI | 96782 | r-d | 1986-10-08 | Permanently out of Use | 2014-03-04 | 10000 | Diesel
9-201703 | TESORO 2GO #61016 | 922 KAMEHAMEHA HWY | Pearl City | HI | 96782 | Tesoro Refining & Marketing Company | 3450 S. 344th Way, Suite 201 | Pearl City | HI | 96782 | r-92 | 1986-10-08 | Permanently out of Use | 2014-03-04 | 10000 | Gasoline
9-201703 | TESORO 2GO #61016 | 922 KAMEHAMEHA HWY | Pearl City | HI | 96782 | Tesoro Refining & Marketing Company | 3450 S. 344th Way, Suite 201 | Pearl City | HI | 96782 | 2 | 2014-03-26 | Currently In Use |  | 10000 | Gasohol
9-200965 | KAHE GENERATING STATION | 92-200 FARRINGTON HWY | Kapolei | HI | 96707 | HAWAIIAN ELECTRIC CO., INC. | P.O. BOX 2750 | Kapolei | HI | 96707 | 87 | 1990-10-01 | Currently in Use |  | 2500 | Gasoline
9-200965 | KAHE GENERATING STATION | 92-200 FARRINGTON HWY | Kapolei | HI | 96707 | HAWAIIAN ELECTRIC CO., INC. | P.O. BOX 2750 | Kapolei | HI | 96707 | R-001 | 1961-04-29 | Permanently Out of Use |  | 2500 | Gasoline
9-101440 | WAIMANALO GULCH SANITARY LANDFIL | 92-460 FARRINGTON HWY | Kapolei | HI | 96707 | C&C OF HNL - DEPT OF DESIGN & CONSTRUCTION | 650 S KING ST 2ND FLOOR | Kapolei | HI | 96707 | r-1 | 1989-04-05 | Permanently Out of Use | 2005-03-30 | 6000 | Diesel
9-203633 | KAHE POINT CABLE STATION | 92-480 FARRINGTON HWY | Kapolei | HI | 96707 | Pacific Carriage LTD | 92-480 Farrington Hwy. | Kapolei | HI | 96707 | M-1 | 1999-11-01 | Currently In Use |  | 2500 | Diesel
9-103769 | Sprint Lot | 925 Dillingham Blvd | Honolulu | HI | 96817 | CASTLE & COOKE INC | 680 Iwilei Road | Honolulu | HI | 96817 | R-1 |  | Permanently Out of Use | 1984-01-01 |  | Not Listed
9-701553 | MEADOW GOLD DAIRIES - WAIMEA | 9250 Kaumualii Hwy | Waimea | HI | 96796 | MEADOW GOLD DAIRIES | P.O. BOX 1880 | Waimea | HI | 96796 | R-1 | 1976-05-06 | Permanently Out of Use | 1990-12-30 | 6200 | Gasoline
9-200335 | AIM MAKAKILO | 92-577 MAKAKILO DR | Kapolei | HI | 96707 | ALOHA PETROLEUM, LTD. | 1132 Bishop Street, Suite 1700 | Kapolei | HI | 96707 | R-001 | 1974-02-06 | Permanently Out of Use | 1989-11-05 | 550 | Used Oil
9-200335 | AIM MAKAKILO | 92-577 MAKAKILO DR | Kapolei | HI | 96707 | ALOHA PETROLEUM, LTD. | 1132 Bishop Street, Suite 1700 | Kapolei | HI | 96707 | R-006 | 1976-02-07 | Permanently Out of Use | 1989-11-05 | 4000 | Gasoline
9-200335 | AIM MAKAKILO | 92-577 MAKAKILO DR | Kapolei | HI | 96707 | ALOHA PETROLEUM, LTD. | 1132 Bishop Street, Suite 1700 | Kapolei | HI | 96707 | R-005 | 1974-02-06 | Permanently Out of Use | 1989-11-05 | 4000 | Gasoline
9-200335 | AIM MAKAKILO | 92-577 MAKAKILO DR | Kapolei | HI | 96707 | ALOHA PETROLEUM, LTD. | 1132 Bishop Street, Suite 1700 | Kapolei | HI | 96707 | R-004 | 1974-02-06 | Permanently Out of Use | 1989-11-05 | 4000 | Gasoline
9-200335 | AIM MAKAKILO | 92-577 MAKAKILO DR | Kapolei | HI | 96707 | ALOHA PETROLEUM, LTD. | 1132 Bishop Street, Suite 1700 | Kapolei | HI | 96707 | R-003 | 1974-02-06 | Permanently Out of Use | 1989-11-05 | 4000 | Gasoline
9-200335 | AIM MAKAKILO | 92-577 MAKAKILO DR | Kapolei | HI | 96707 | ALOHA PETROLEUM, LTD. | 1132 Bishop Street, Suite 1700 | Kapolei | HI | 96707 | R-002 | 1974-02-06 | Permanently Out of Use | 1989-11-05 | 4000 | Gasoline
9-200335 | AIM MAKAKILO | 92-577 MAKAKILO DR | Kapolei | HI | 96707 | ALOHA PETROLEUM, LTD. | 1132 Bishop Street, Suite 1700 | Kapolei | HI | 96707 | 89 | 1989-11-30 | Currently In Use |  | 10000 | Gasohol
9-200335 | AIM MAKAKILO | 92-577 MAKAKILO DR | Kapolei | HI | 96707 | ALOHA PETROLEUM, LTD. | 1132 Bishop Street, Suite 1700 | Kapolei | HI | 96707 | 87b | 1989-11-30 | Currently In Use |  | 10000 | Gasohol
9-200335 | AIM MAKAKILO | 92-577 MAKAKILO DR | Kapolei | HI | 96707 | ALOHA PETROLEUM, LTD. | 1132 Bishop Street, Suite 1700 | Kapolei | HI | 96707 | 87a | 1989-11-30 | Currently In Use |  | 10000 | Gasohol
9-200335 | AIM MAKAKILO | 92-577 MAKAKILO DR | Kapolei | HI | 96707 | ALOHA PETROLEUM, LTD. | 1132 Bishop Street, Suite 1700 | Kapolei | HI | 96707 | R-1 | 1989-11-30 | Permanently Out of Use | 2006-01-12 | 550 | Used Oil
9-200335 | AIM MAKAKILO | 92-577 MAKAKILO DR | Kapolei | HI | 96707 | ALOHA PETROLEUM, LTD. | 1132 Bishop Street, Suite 1700 | Kapolei | HI | 96707 | 92 | 1989-11-30 | Currently In Use |  | 10000 | Gasohol
9-101367 | OAHU PLUMBING & SHEET METAL, LTD | 926 KOHOU ST | Honolulu | HI | 96817 | OAHU PLUMBING & SHEET METAL, LTD | 938 KOHOU St | Honolulu | HI | 96817 | R-1 | 1966-03-14 | Permanently Out of Use | 1999-01-07 | 1000 | Gasoline
9-102407 | MAKAKILO CITY WASTEWATER PUMP STATION | 92-624 Nohona Street | Makakilo | HI | 96707 | City and County of Honolulu | Environmental Services Collection System Maintenance Pumping Station Operations 98-989 Iwaena Street | Makakilo | HI | 96707 | M-1 | 1990-10-25 | Currently in Use |  | 1000 | Diesel
9-701082 | County of Kauai Waimea WWTP | 9273 G Kaumualii Hwy | Lihue | HI | 96766 | KAUAI COUNTY - DEPT OF PUBLIC WORKS | 444 RICE ST. , STE 275 MAIKEHA BLDG | Lihue | HI | 96766 | R-1 | 1976-06-05 | Permanently Out of Use | 1998-10-14 | 1500 | Diesel
9-200515 | MAKAKILO CENTRAL OFFICE | 92-815 NOHOHALE ST | Kapolei | HI | 96707 | Hawaiian Telcom | P.O. Box 2200 | Kapolei | HI | 96707 | M-2 | 1993-10-28 | Currently In Use |  | 600 | Diesel
9-200515 | MAKAKILO CENTRAL OFFICE | 92-815 NOHOHALE ST | Kapolei | HI | 96707 | Hawaiian Telcom | P.O. Box 2200 | Kapolei | HI | 96707 | R-M-1 | 1971-05-08 | Permanently Out of Use | 1993-11-19 | 550 | Diesel
9-603837 | Lotus Blossom Center | 9-28674 Lotus Blossom Lane | Oceanview | HI | 96737 | Lotus Blossom Center | P.O. Box 46 | Oceanview | HI | 96737 | 2b | 2010-01-18 | Currently In Use |  | 5000 | Diesel
9-603837 | Lotus Blossom Center | 9-28674 Lotus Blossom Lane | Oceanview | HI | 96737 | Lotus Blossom Center | P.O. Box 46 | Oceanview | HI | 96737 | 1 | 2010-01-18 | Currently In Use |  | 12000 | Gasoline
9-603837 | Lotus Blossom Center | 9-28674 Lotus Blossom Lane | Oceanview | HI | 96737 | Lotus Blossom Center | P.O. Box 46 | Oceanview | HI | 96737 | 2a | 2010-01-18 | Currently In Use |  | 7000 | Gasoline
9-200082 | C&CH MAKAKILO FIRE STATION | 92-885 MAKAKILO DR | Ewa Beach | HI | 96706 | C&C HNL Fire Dept | 636 South Street | Ewa Beach | HI | 96706 | R-1 | 1975-09-03 | Permanently Out of Use | 1993-09-29 | 1000 | Diesel
9-200903 | PIONEER CONTRACTING CO LTD | 930 KILANI AVE | Schofield Barracks | HI | 96786 | PIONEER CONTRACTING CO., LTD. | 930 KILANI AVE | Schofield Barracks | HI | 96786 | R-1 | 1979-04-22 | Permanently Out of Use | 1993-01-21 | 9000 | Gasoline
9-200903 | PIONEER CONTRACTING CO LTD | 930 KILANI AVE | Schofield Barracks | HI | 96786 | PIONEER CONTRACTING CO., LTD. | 930 KILANI AVE | Schofield Barracks | HI | 96786 | R-6 | 1987-01-01 | Permanently Out of Use | 1993-11-02 | 550 | Used Oil
9-200903 | PIONEER CONTRACTING CO LTD | 930 KILANI AVE | Schofield Barracks | HI | 96786 | PIONEER CONTRACTING CO., LTD. | 930 KILANI AVE | Schofield Barracks | HI | 96786 | R-3 | 1979-04-22 | Permanently Out of Use | 1994-01-01 | 8000 | Gasoline
9-200903 | PIONEER CONTRACTING CO LTD | 930 KILANI AVE | Schofield Barracks | HI | 96786 | PIONEER CONTRACTING CO., LTD. | 930 KILANI AVE | Schofield Barracks | HI | 96786 | R-4 | 1979-04-22 | Permanently Out of Use | 1993-01-21 | 5000 | Diesel
9-200903 | PIONEER CONTRACTING CO LTD | 930 KILANI AVE | Schofield Barracks | HI | 96786 | PIONEER CONTRACTING CO., LTD. | 930 KILANI AVE | Schofield Barracks | HI | 96786 | R-2 | 1979-04-22 | Permanently Out of Use | 1993-01-21 | 9000 | Gasoline
9-200903 | PIONEER CONTRACTING CO LTD | 930 KILANI AVE | Schofield Barracks | HI | 96786 | PIONEER CONTRACTING CO., LTD. | 930 KILANI AVE | Schofield Barracks | HI | 96786 | R-5 | 1979-04-22 | Permanently Out of Use | 1983-12-30 | 2500 | Other
9-100860 | MARUKAI CORPORATION | 930 MAPUNAPUNA ST | Honolulu | HI | 96819 | WALKER-MOODY CONSTRUCTION CO. | 2927 MOKUMOA ST | Honolulu | HI | 96819 | R-2 | 1970-01-11 | Permanently Out of Use | 1988-01-30 | 5000 | Gasoline
9-100860 | MARUKAI CORPORATION | 930 MAPUNAPUNA ST | Honolulu | HI | 96819 | WALKER-MOODY CONSTRUCTION CO. | 2927 MOKUMOA ST | Honolulu | HI | 96819 | R-1 | 1970-01-11 | Permanently Out of Use | 1988-01-30 | 1000 | Gasoline
9-200735 | KIHARA ELECTRIC, INC. | 930 PALM PL | Schofield Barracks | HI | 96786 | KIHARA ELECTRIC, INC. | 930 PALM PL | Schofield Barracks | HI | 96786 | R-001 | 1972-05-06 | Permanently Out of Use | 1989-10-25 | 1000 | Gasoline
9-201871 | WAIPAHU POLICE TRAINING ACADEMY | 93-043 WAIPAHU DEPOT RD | Waipahu | HI | 96797 | C&C OF HNL - POLICE DEPT | 801 S Beretania St | Waipahu | HI | 96797 | 92 | 1988-05-16 | Currently In Use |  | 6000 | Gasoline
9-201871 | WAIPAHU POLICE TRAINING ACADEMY | 93-043 WAIPAHU DEPOT RD | Waipahu | HI | 96797 | C&C OF HNL - POLICE DEPT | 801 S Beretania St | Waipahu | HI | 96797 | 002 | 1988-05-16 | Currently in Use |  | 550 | Used Oil
9-202156 | TED MAKALENA GOLF COURSE | 93-059 WAIPIO PT ACCESS RD | Waipahu | HI | 96797 | C&C OF HNL - DEPT OF ENTERPRISE SERVICES | BLASIDELL CENTER 777 WARD AVE | Waipahu | HI | 96797 | r-87 | 1990-02-01 | Permanently out of Use | 2012-06-06 | 1000 | Gasoline
9-202156 | TED MAKALENA GOLF COURSE | 93-059 WAIPIO PT ACCESS RD | Waipahu | HI | 96797 | C&C OF HNL - DEPT OF ENTERPRISE SERVICES | BLASIDELL CENTER 777 WARD AVE | Waipahu | HI | 96797 | R-1 |  | Permanently Out of Use | 1989-11-29 | 550 | Not Listed
9-200148 | WAIPAHU WASTEWATER PUMPING STATION | 93-065 WAIPAHU DEPOT RD | Waipahu | HI | 96797 | C&C HNL - DEPT OF ENVIRONMENTAL SERVICES | 1000 ULU'OHIA STREET, SUITE 308 | Waipahu | HI | 96797 | R-M-1 | 1976-05-07 | Permanently Out of Use | 1999-01-29 | 2000 | Diesel
9-200148 | WAIPAHU WASTEWATER PUMPING STATION | 93-065 WAIPAHU DEPOT RD | Waipahu | HI | 96797 | C&C HNL - DEPT OF ENVIRONMENTAL SERVICES | 1000 ULU'OHIA STREET, SUITE 308 | Waipahu | HI | 96797 | M-1 | 2000-11-08 | Currently In Use |  | 10000 | Diesel
9-502460 | DOLLAR RENT-A-CAR (PMID OGG002123) | 933 KOEHEKE ST | Kahului | HI | 96732 | DOLLAR RENT A CAR | 935 MOKUEA PLACE | Kahului | HI | 96732 | R-1 | 1977-02-03 | Permanently Out of Use | 2000-06-20 | 5000 | Gasoline
9-507014 | DISCOUNT RENT-A-CAR (PMID OGG002112) | 935 E MOKUEA PL | Kahului | HI | 96732 | ARAKI TAXI & U-DRIVE, INC. | 234 BEACHWALK | Kahului | HI | 96732 | R-1 | 1974-08-06 | Permanently Out of Use | 1993-01-07 | 3500 | GASOLINE
9-201202 | MAHALO KILANI MART | 935 KILANI AVE | Wahiawa | HI | 96786 | ALOHA PETROLEUM, LTD. | 1132 BISHOP STREET, SUITE 1700 | Wahiawa | HI | 96786 | 92 | 1997-08-01 | Currently In Use |  | 10000 | Gasohol
9-201202 | MAHALO KILANI MART | 935 KILANI AVE | Wahiawa | HI | 96786 | ALOHA PETROLEUM, LTD. | 1132 BISHOP STREET, SUITE 1700 | Wahiawa | HI | 96786 | 87 | 1997-08-01 | Currently In Use |  | 10000 | Gasohol
9-201202 | MAHALO KILANI MART | 935 KILANI AVE | Wahiawa | HI | 96786 | ALOHA PETROLEUM, LTD. | 1132 BISHOP STREET, SUITE 1700 | Wahiawa | HI | 96786 | R-3 | 1983-04-05 | Permanently Out of Use | 1997-08-23 | 6000 | Gasoline
9-201202 | MAHALO KILANI MART | 935 KILANI AVE | Wahiawa | HI | 96786 | ALOHA PETROLEUM, LTD. | 1132 BISHOP STREET, SUITE 1700 | Wahiawa | HI | 96786 | R-2 | 1983-04-05 | Permanently Out of Use | 1997-08-23 | 6000 | Gasoline
9-201202 | MAHALO KILANI MART | 935 KILANI AVE | Wahiawa | HI | 96786 | ALOHA PETROLEUM, LTD. | 1132 BISHOP STREET, SUITE 1700 | Wahiawa | HI | 96786 | R-1 | 1983-04-05 | Permanently Out of Use | 1997-08-23 | 6000 | Gasoline
9-500410 | PACIFIC RENT-A-CAR (PMID OGG002124) | 935 MOKAUEA ST | Kahului | HI | 96732 | ARAKI TAXI AND U DRIVE DBA PACIFIC RENT A CAR | KAHULUI AIRPORT | Kahului | HI | 96732 | R-1 | 1974-01-01 | Permanently Out of Use |  | 4000 | Gasoline
9-103660 | HAWAIIAN HARDWOOD CO., LTD | 935 QUEEN ST | Honolulu | HI | 96814 | DICK CHUN | P.O. BOX 3293 | Honolulu | HI | 96814 | R-2 |  | Permanently Out of Use | 2001-03-13 | 2000 | Gasoline
9-103660 | HAWAIIAN HARDWOOD CO., LTD | 935 QUEEN ST | Honolulu | HI | 96814 | DICK CHUN | P.O. BOX 3293 | Honolulu | HI | 96814 | R-1 |  | Permanently Out of Use | 2001-03-13 | 1000 | Diesel
9-100363 | SERVICE CLEANERS | 936 KAPAHULU AVE | Honolulu | HI | 96816 | WAYNE/GARY AND ASSOCIATES | 936 KAPAHULU AVE | Honolulu | HI | 96816 | r-1 | 1966-03-13 | Permanently Out of Use | 1985-01-01 | 200 | Other
9-100363 | SERVICE CLEANERS | 936 KAPAHULU AVE | Honolulu | HI | 96816 | WAYNE/GARY AND ASSOCIATES | 936 KAPAHULU AVE | Honolulu | HI | 96816 | r-2 | 1966-03-13 | Permanently Out of Use | 1985-01-01 | 200 | Diesel
9-100363 | SERVICE CLEANERS | 936 KAPAHULU AVE | Honolulu | HI | 96816 | Himuro Properties | 1233 7th Ave | Honolulu | HI | 96816 | r-1 | 1966-03-13 | Permanently Out of Use | 1985-01-01 | 200 | Other
9-100363 | SERVICE CLEANERS | 936 KAPAHULU AVE | Honolulu | HI | 96816 | Himuro Properties | 1233 7th Ave | Honolulu | HI | 96816 | r-2 | 1966-03-13 | Permanently Out of Use | 1985-01-01 | 200 | Diesel
9-100916 | TESORO GAS EXPRESS 11 | 940 AUAHI ST | Honolulu | HI | 96814 | TESORO HAWAII CORPORATION | 1311 Palama St | Honolulu | HI | 96814 | R-2 | 1985-05-06 | Permanently Out of Use | 1994-01-31 | 10000 | Gasoline
9-100916 | TESORO GAS EXPRESS 11 | 940 AUAHI ST | Honolulu | HI | 96814 | TESORO HAWAII CORPORATION | 1311 Palama St | Honolulu | HI | 96814 | R-1 | 1994-02-01 | Permanently Out of Use | 2004-09-20 | 10000 | Diesel
9-100916 | TESORO GAS EXPRESS 11 | 940 AUAHI ST | Honolulu | HI | 96814 | TESORO HAWAII CORPORATION | 1311 Palama St | Honolulu | HI | 96814 | R-92 | 1994-02-01 | Permanently Out of Use | 2004-09-20 | 10000 | Gasoline
9-100916 | TESORO GAS EXPRESS 11 | 940 AUAHI ST | Honolulu | HI | 96814 | TESORO HAWAII CORPORATION | 1311 Palama St | Honolulu | HI | 96814 | R-87 | 1994-02-01 | Permanently Out of Use | 2004-09-20 | 10000 | Gasoline
9-100916 | TESORO GAS EXPRESS 11 | 940 AUAHI ST | Honolulu | HI | 96814 | TESORO HAWAII CORPORATION | 1311 Palama St | Honolulu | HI | 96814 | R-4 | 1977-05-06 | Permanently Out of Use | 1994-01-31 | 10000 | Diesel
9-100916 | TESORO GAS EXPRESS 11 | 940 AUAHI ST | Honolulu | HI | 96814 | TESORO HAWAII CORPORATION | 1311 Palama St | Honolulu | HI | 96814 | R-3 | 1985-02-01 | Permanently Out of Use | 1991-09-05 | 10000 | Gasoline
9-100916 | TESORO GAS EXPRESS 11 | 940 AUAHI ST | Honolulu | HI | 96814 | TESORO HAWAII CORPORATION | 1311 Palama St | Honolulu | HI | 96814 | R-1 | 1982-05-01 | Permanently Out of Use | 1994-09-17 | 10000 | Gasoline
9-200846 | PACIFIC MACHINERY | 94-025 FARRINGTON HWY | Waipahu | HI | 96797 | PACIFIC MACHINERY |  | Waipahu | HI | 96797 | R-6 | 1960-01-01 | Permanently Out of Use | 1993-01-20 | 550 | Used Oil
9-200846 | PACIFIC MACHINERY | 94-025 FARRINGTON HWY | Waipahu | HI | 96797 | PACIFIC MACHINERY |  | Waipahu | HI | 96797 | R-1 | 1970-03-27 | Permanently Out of Use | 1998-11-02 | 1000 | Gasoline
9-200846 | PACIFIC MACHINERY | 94-025 FARRINGTON HWY | Waipahu | HI | 96797 | PACIFIC MACHINERY |  | Waipahu | HI | 96797 | R-2 | 1970-03-27 | Permanently Out of Use | 1998-11-02 | 1000 | Diesel
9-200846 | PACIFIC MACHINERY | 94-025 FARRINGTON HWY | Waipahu | HI | 96797 | PACIFIC MACHINERY |  | Waipahu | HI | 96797 | R-5 | 1966-12-30 | Permanently Out of Use | 1990-12-30 | 5000 | Diesel
9-200846 | PACIFIC MACHINERY | 94-025 FARRINGTON HWY | Waipahu | HI | 96797 | PACIFIC MACHINERY |  | Waipahu | HI | 96797 | R-3 | 1970-03-27 | Permanently Out of Use | 1998-11-02 | 1000 | Diesel
9-200288 | PACIFIC MACHINERY | 94-031 FARRINGTON HWY | Waipahu | HI | 96797 | PACIFIC MACHINERY | 94-031 FARRINGTON HWY | Waipahu | HI | 96797 | R-1 | 1970-03-27 | Permanently Out of Use | 1993-01-20 | 550 | Used Oil
9-103711 | LUM CONSTRUCTION | 94-035 LEOKANE ST | Waipahu | HI | 96797 | ERNEST K.F. LUM CONSTRUCTION, INC | 750 AMANA ST, ROOM 212 | Waipahu | HI | 96797 | R-1 | 1974-05-01 | Permanently Out of Use | 1994-02-01 | 1000 | Gasoline
9-202209 | TESORO #61042 | 94-050 FARRINGTON HWY | Waipahu | HI | 96797 | HIE Retail, LLC | 91-325 Komohana St | Waipahu | HI | 96797 | 3 | 1989-11-16 | Currently in Use |  | 12000 | Diesel
9-202209 | TESORO #61042 | 94-050 FARRINGTON HWY | Waipahu | HI | 96797 | HIE Retail, LLC | 800 Gessner Road, Suite 875 | Waipahu | HI | 96797 | 3 | 1989-11-16 | Currently in Use |  | 12000 | Diesel
9-202209 | TESORO #61042 | 94-050 FARRINGTON HWY | Waipahu | HI | 96797 | HIE Retail, LLC | 800 Gessner Road, Suite 875 | Waipahu | HI | 96797 | 1 | 1989-11-16 | Temporarily out of Use |  | 12000 | Gasohol
9-202209 | TESORO #61042 | 94-050 FARRINGTON HWY | Waipahu | HI | 96797 | HIE Retail, LLC | 91-325 Komohana St | Waipahu | HI | 96797 | 2 | 1989-11-16 | Currently In Use |  | 12000 | Gasohol
9-202209 | TESORO #61042 | 94-050 FARRINGTON HWY | Waipahu | HI | 96797 | HIE Retail, LLC | 91-325 Komohana St | Waipahu | HI | 96797 | 1 | 1989-11-16 | Temporarily out of Use |  | 12000 | Gasohol
9-202209 | TESORO #61042 | 94-050 FARRINGTON HWY | Waipahu | HI | 96797 | HIE Retail, LLC | 800 Gessner Road, Suite 875 | Waipahu | HI | 96797 | 2 | 1989-11-16 | Currently In Use |  | 12000 | Gasohol
9-203279 | HAWAII MOTOR REBUILDERS | 94-051 LEOKANE ST | Waipahu | HI | 96797 | SUSAN SUENAGA | 831-B POHUKAINA STREET | Waipahu | HI | 96797 | R-1 | 1970-01-01 | Permanently Out of Use | 1997-03-31 | 300 | Used Oil
9-200843 | CLARK SALES, INC (WAREHOUSE 1) | 94-054 LEOKANE ST | Waipahu | HI | 96797 | ALFRED G. SANTOS SR | P.O. BOX 1517 | Waipahu | HI | 96797 | R-1 | 1968-03-20 | Permanently Out of Use |  | 550 | Gasoline
9-200843 | CLARK SALES, INC (WAREHOUSE 1) | 94-054 LEOKANE ST | Waipahu | HI | 96797 | ALFRED G. SANTOS SR | P.O. BOX 1517 | Waipahu | HI | 96797 | R-2 | 1968-03-20 | Permanently Out of Use |  | 550 | Gasoline
9-201999 | CHOICE SHEETMETAL/SPECTRUM PAINT | 94-058 LEOKANE ST | Waipahu | HI | 96797 | JMY ASSOCIATION | 94-058 LEOKANE ST | Waipahu | HI | 96797 | R-01 |  | Permanently Out of Use |  | 1000 | Not Listed
9-200779 | HYMAN PACIFIC | 94-061 LEOKANE ST | Waipahu | HI | 96797 | TRANSPACIFIC RESOURCES | 1005 KAIMOKU PLACE | Waipahu | HI | 96797 | R-001 | 1970-05-14 | Permanently Out of Use | 1989-11-29 | 1000 | Diesel
9-200779 | HYMAN PACIFIC | 94-061 LEOKANE ST | Waipahu | HI | 96797 | TRANSPACIFIC RESOURCES | 1005 KAIMOKU PLACE | Waipahu | HI | 96797 | R-002 | 1970-05-14 | Permanently Out of Use | 1989-11-29 | 500 | Not Listed
9-200847 | GOLDEN STATE FOODS CORP. | 94-069 LEONUI ST | Waipahu | HI | 96797 | GOLDEN STATE FOODS CORP. | 94-069 LEONUI ST | Waipahu | HI | 96797 | R-001 | 1975-03-04 | Permanently Out of Use |  | 2000 | Diesel
9-200847 | GOLDEN STATE FOODS CORP. | 94-069 LEONUI ST | Waipahu | HI | 96797 | GOLDEN STATE FOODS CORP. | 94-069 LEONUI ST | Waipahu | HI | 96797 | R-002 | 1975-03-04 | Permanently Out of Use |  | 550 | Diesel
9-201420 | HIROJI TAKI WAREHOUSE | 94-070 LEOKANE ST | Waipahu | HI | 96797 | HIROJI TAKI | 1669 ALA AOLANI ST | Waipahu | HI | 96797 | R-01 | 1970-07-29 | Permanently Out of Use | 1989-04-18 | 6000 | Diesel
9-201420 | HIROJI TAKI WAREHOUSE | 94-070 LEOKANE ST | Waipahu | HI | 96797 | HIROJI TAKI | 1669 ALA AOLANI ST | Waipahu | HI | 96797 | R-02 | 1970-07-29 | Permanently Out of Use | 1989-04-18 | 2000 | Gasoline
9-201421 | HIROJI TAKI WAREHOUSE | 94-075 LEOKANE ST | Waipahu | HI | 96797 | HIROJI TAKI | 1669 ALA AOLANI ST | Waipahu | HI | 96797 | R-1 | 1969-01-01 | Permanently Out of Use | 1989-04-18 | 1000 | Gasoline
9-201421 | HIROJI TAKI WAREHOUSE | 94-075 LEOKANE ST | Waipahu | HI | 96797 | HIROJI TAKI | 1669 ALA AOLANI ST | Waipahu | HI | 96797 | R-2 | 1969-01-01 | Permanently Out of Use | 1989-04-18 | 4000 | Diesel
9-200842 | PACIFIC TERRAZZO & TILE CORP. | 94-078 LEOKANE ST | Waipahu | HI | 96797 | PACIFIC TERRAZZO & TILE CORP. | 94-078 LEOKANE ST | Waipahu | HI | 96797 | 001 | 1972-03-19 | Permanently Out of Use | 1991-05-14 | 1000 | Gasoline
9-200157 | ABC CHEMICAL CORPORATION | 94-085 LEONUI ST | Waipahu | HI | 96797 | ABC CORPORATION | 94-085 LEONUI ST | Waipahu | HI | 96797 | R-1 | 1974-06-30 | Permanently Out of Use | 1990-06-25 | 3000 | Gasoline
9-200845 | AMERICAN FENCE COMPANY, LTD. | 94-086 LEOKANE ST | Waipahu | HI | 96797 | AMERICAN FENCE COMPANY |  | Waipahu | HI | 96797 | R-1 | 1982-03-18 | Permanently Out of Use | 1988-07-01 | 1000 | Gasoline
9-202518 | PFLUEGER CAR AND TRUCK CENTER | 94-097 FARRINGTON HWY | Waipahu | HI | 96797 | PFLUEGER ACURA | 1450 S BERETANIA ST | Waipahu | HI | 96797 | R-1 |  | Permanently Out of Use | 1991-11-21 | 550 | Used Oil
9-200711 | HT&T CO.,INC. | 94-099 LEOKANE ST | Waipahu | HI | 96797 | WATUMULL PROPERTIES | P.O. BOX 4190 | Waipahu | HI | 96797 | R-1 |  | Permanently Out of Use | 1987-06-30 | 1000 | Gasoline
9-200711 | HT&T CO.,INC. | 94-099 LEOKANE ST | Waipahu | HI | 96797 | WATUMULL PROPERTIES | P.O. BOX 4190 | Waipahu | HI | 96797 | R-2 |  | Permanently Out of Use | 1987-06-30 | 1000 | Diesel
9-200711 | HT&T CO.,INC. | 94-099 LEOKANE ST | Waipahu | HI | 96797 | WATUMULL PROPERTIES | P.O. BOX 4190 | Waipahu | HI | 96797 | R-3 | 1982-04-01 | Permanently Out of Use | 1987-06-30 | 500 | Used Oil
9-200315 | Yokota Service | 94-1037 WAIPAHU ST | Waipahu | HI | 96797 | ALOHA PETROLEUM, LTD. | 1132 BISHOP STREET, SUITE 1700 | Waipahu | HI | 96797 | 89 | 1988-04-30 | Currently in Use |  | 12000 | Gasoline
9-200315 | Yokota Service | 94-1037 WAIPAHU ST | Waipahu | HI | 96797 | ALOHA PETROLEUM, LTD. | 1132 BISHOP STREET, SUITE 1700 | Waipahu | HI | 96797 | 92 | 1988-04-30 | Currently in Use |  | 12000 | Gasoline
9-200315 | Yokota Service | 94-1037 WAIPAHU ST | Waipahu | HI | 96797 | ALOHA PETROLEUM, LTD. | 1132 BISHOP STREET, SUITE 1700 | Waipahu | HI | 96797 | R-001 | 1976-04-22 | Permanently Out of Use | 1988-11-30 | 4000 | Gasoline
9-200315 | Yokota Service | 94-1037 WAIPAHU ST | Waipahu | HI | 96797 | ALOHA PETROLEUM, LTD. | 1132 BISHOP STREET, SUITE 1700 | Waipahu | HI | 96797 | R-002 | 1976-04-22 | Permanently Out of Use | 1988-11-30 | 6000 | Gasoline
9-200315 | Yokota Service | 94-1037 WAIPAHU ST | Waipahu | HI | 96797 | ALOHA PETROLEUM, LTD. | 1132 BISHOP STREET, SUITE 1700 | Waipahu | HI | 96797 | 4 | 1988-04-22 | Currently in Use |  | 550 | Used Oil
9-200315 | Yokota Service | 94-1037 WAIPAHU ST | Waipahu | HI | 96797 | ALOHA PETROLEUM, LTD. | 1132 BISHOP STREET, SUITE 1700 | Waipahu | HI | 96797 | R-005 | 1976-04-22 | Permanently Out of Use | 1980-11-30 | 550 | Used Oil
9-200315 | Yokota Service | 94-1037 WAIPAHU ST | Waipahu | HI | 96797 | ALOHA PETROLEUM, LTD. | 1132 BISHOP STREET, SUITE 1700 | Waipahu | HI | 96797 | R-004 | 1976-04-22 | Permanently Out of Use | 1988-11-30 | 6000 | Gasoline
9-200315 | Yokota Service | 94-1037 WAIPAHU ST | Waipahu | HI | 96797 | ALOHA PETROLEUM, LTD. | 1132 BISHOP STREET, SUITE 1700 | Waipahu | HI | 96797 | R-003 | 1976-04-22 | Permanently Out of Use | 1988-11-30 | 6000 | Gasoline
9-200315 | Yokota Service | 94-1037 WAIPAHU ST | Waipahu | HI | 96797 | ALOHA PETROLEUM, LTD. | 1132 BISHOP STREET, SUITE 1700 | Waipahu | HI | 96797 | 87 | 1988-04-30 | Currently in Use |  | 12000 | Gasoline
9-203150 | TESORO #61065 | 94-1082 KA UKA BLVD | Waipahu | HI | 96797 | HIE Retail, LLC | 800 Gessner Road, Suite 875 | Waipahu | HI | 96797 | 1 | 1995-11-01 | Currently In Use |  | 12000 | Gasohol
9-203150 | TESORO #61065 | 94-1082 KA UKA BLVD | Waipahu | HI | 96797 | HIE Retail, LLC | 800 Gessner Road, Suite 875 | Waipahu | HI | 96797 | 2 | 1995-11-01 | Currently In Use |  | 12000 | Gasohol
9-201468 | NABARRETE STORE | 94-1133 WAIPAHU ST | Waipahu | HI | 96797 | NABARRETE STORE | 94-1141 WAIPAHU St | Waipahu | HI | 96797 | R-2 |  | Permanently Out of Use | 2002-02-06 | 1000 | Gasoline
9-201468 | NABARRETE STORE | 94-1133 WAIPAHU ST | Waipahu | HI | 96797 | NABARRETE STORE | 94-1141 WAIPAHU St | Waipahu | HI | 96797 | R-1 | 1964-04-08 | Permanently Out of Use | 2002-02-06 | 1000 | Gasoline
9-200193 | EDWARDS & SANDS CONST. CO, INC. | 94-116 PUPUOLE PL | Waipahu | HI | 96797 | EDWARDS & SANDS CONSTRUCTION CO, INC. | 94-116 PUPUOLE PLACE | Waipahu | HI | 96797 | R-01 | 1982-03-17 | Permanently Out of Use |  | 1000 | Gasoline
9-201968 | KUNIA WASTEWATER PUMP STATION | 94-117 LEOKANE ST | Waipahu | HI | 96797 | C&C HNL - DEPT OF ENVIRONMENTAL SERVICES | 1000 ULU'OHIA STREET, SUITE 308 | Waipahu | HI | 96797 | M-1 | 1990-04-17 | Currently in Use |  | 1000 | Diesel
9-201672 | NISSAN OF WAIPAHU - SHOWROOOM | 94-119 FARRINGTON HWY | Waipahu | HI | 96797 | GILWICK INC. | NISSAN OF WAIPAHU / 94-119 FARRINGTON HWY | Waipahu | HI | 96797 | R-1 |  | Permanently Out of Use |  | 1000 | Gasoline
9-200922 | TESORO #61041 | 94-120 FARRINGTON HWY | Waipahu | HI | 96797 | HIE Retail, LLC | 800 Gessner Road, Suite 875 | Waipahu | HI | 96797 | R-1 | 1970-05-06 | Permanently Out of Use | 1997-01-07 | 8000 | Gasoline
9-200922 | TESORO #61041 | 94-120 FARRINGTON HWY | Waipahu | HI | 96797 | HIE Retail, LLC | 800 Gessner Road, Suite 875 | Waipahu | HI | 96797 | 1 | 1997-04-01 | Currently In Use |  | 12000 | Gasohol
9-200922 | TESORO #61041 | 94-120 FARRINGTON HWY | Waipahu | HI | 96797 | HIE Retail, LLC | 800 Gessner Road, Suite 875 | Waipahu | HI | 96797 | 2 | 1997-04-01 | Currently In Use |  | 12000 | Gasohol
9-200922 | TESORO #61041 | 94-120 FARRINGTON HWY | Waipahu | HI | 96797 | HIE Retail, LLC | 800 Gessner Road, Suite 875 | Waipahu | HI | 96797 | R-3 | 1970-05-06 | Permanently Out of Use | 1997-01-07 | 8000 | Gasoline
9-200922 | TESORO #61041 | 94-120 FARRINGTON HWY | Waipahu | HI | 96797 | HIE Retail, LLC | 800 Gessner Road, Suite 875 | Waipahu | HI | 96797 | R-2 | 1970-05-06 | Permanently Out of Use | 1997-01-07 | 8000 | Gasoline
9-202540 | HAWAIIAN AGENTS, INC | 94-120 LEOKANE ST | Waipahu | HI | 96797 | HAWAIIAN AGENTS, INC | 91-314 KOMOHANA ST | Waipahu | HI | 96797 | R-1 |  | Permanently Out of Use |  | 1000 | Gasoline
9-202540 | HAWAIIAN AGENTS, INC | 94-120 LEOKANE ST | Waipahu | HI | 96797 | HAWAIIAN AGENTS, INC | 91-314 KOMOHANA ST | Waipahu | HI | 96797 | R-2 |  | Permanently Out of Use |  | 1100 | Diesel
9-200098 | C&CH WAIPAHU FIRE STATION | 94-121 LEONUI ST | Waipahu | HI | 96797 | Honolulu Fire Department | 636 South Street | Waipahu | HI | 96797 | R-1 | 1980-08-16 | Permanently Out of Use | 1993-09-15 | 1000 | Diesel
9-200098 | C&CH WAIPAHU FIRE STATION | 94-121 LEONUI ST | Waipahu | HI | 96797 | Honolulu Fire Department | 636 South Street | Waipahu | HI | 96797 | R-2 | 1975-08-15 | Permanently Out of Use | 1993-09-15 | 1000 | Gasoline
9-200098 | C&CH WAIPAHU FIRE STATION | 94-121 LEONUI ST | Waipahu | HI | 96797 | C&C HNL Fire Dept | 636 South Street | Waipahu | HI | 96797 | R-2 | 1975-08-15 | Permanently Out of Use | 1993-09-15 | 1000 | Gasoline
9-200098 | C&CH WAIPAHU FIRE STATION | 94-121 LEONUI ST | Waipahu | HI | 96797 | C&C HNL Fire Dept | 636 South Street | Waipahu | HI | 96797 | R-1 | 1980-08-16 | Permanently Out of Use | 1993-09-15 | 1000 | Diesel
9-200098 | C&CH WAIPAHU FIRE STATION | 94-121 LEONUI ST | Waipahu | HI | 96797 | Honolulu Fire Department | 636 South Street | Waipahu | HI | 96797 | R-3 | 1969-08-16 | Permanently Out of Use | 1980-06-30 | 1000 | Diesel
9-200098 | C&CH WAIPAHU FIRE STATION | 94-121 LEONUI ST | Waipahu | HI | 96797 | C&C HNL Fire Dept | 636 South Street | Waipahu | HI | 96797 | R-3 | 1969-08-16 | Permanently Out of Use | 1980-06-30 | 1000 | Diesel
9-200233 | HAWAII COUNTRY CLUB | 94-1211 KUNIA RD | Schofield Barracks | HI | 96786 | HAWAII COUNTRY CLUB | 94-1211 KUNIA RD P.O. BOX 966 | Schofield Barracks | HI | 96786 | R-1 | 1983-12-01 | Permanently Out of Use | 1998-12-03 | 3000 | Gasoline
9-200233 | HAWAII COUNTRY CLUB | 94-1211 KUNIA RD | Schofield Barracks | HI | 96786 | HAWAII COUNTRY CLUB | 94-1211 KUNIA RD P.O. BOX 966 | Schofield Barracks | HI | 96786 | R-2 | 1983-12-01 | Permanently Out of Use | 1998-12-03 | 550 | Diesel
9-203634 | COSTCO GASOLINE 485 | 94-1231 KA UKA BLVD | Waipahu | HI | 96797 | Costco Wholesale Corporation | 999 Lake Dr Attn. Licensing | Waipahu | HI | 96797 | 87-2 | 2000-05-01 | Currently In Use |  | 30000 | Gasoline
9-203634 | COSTCO GASOLINE 485 | 94-1231 KA UKA BLVD | Waipahu | HI | 96797 | Costco Wholesale Corporation | 999 Lake Dr Attn. Licensing | Waipahu | HI | 96797 | 92 | 2000-05-01 | Currently In Use |  | 30000 | Gasoline
9-203634 | COSTCO GASOLINE 485 | 94-1231 KA UKA BLVD | Waipahu | HI | 96797 | Costco Wholesale Corporation | 999 Lake Dr Attn. Licensing | Waipahu | HI | 96797 | 87-1 | 2000-05-01 | Currently In Use |  | 30000 | Gasoline
9-200848 | HI-WAY TRANSP.& CONTRACTING CO. | 94-126 LEOWAENA ST | Waipahu | HI | 96797 | HI-WAY TRANS. & CONTRACTING CO. | 94-126 LEOWAENA ST | Waipahu | HI | 96797 | R-1 | 1976-03-06 | Permanently Out of Use | 1993-12-07 | 2000 | Gasoline
9-200848 | HI-WAY TRANSP.& CONTRACTING CO. | 94-126 LEOWAENA ST | Waipahu | HI | 96797 | HI-WAY TRANS. & CONTRACTING CO. | 94-126 LEOWAENA ST | Waipahu | HI | 96797 | R-2 | 1976-03-06 | Permanently Out of Use | 1993-12-07 | 2000 | Diesel
9-202461 | HARRIS CARPET MILL - HAWAII | 94-129 LEOKANE ST | Waipahu | HI | 96797 | HARRIS RUG N CARPET | 260 ELELUPE RD | Waipahu | HI | 96797 | R-2 |  | Permanently Out of Use |  | 1000 | Gasoline
9-202461 | HARRIS CARPET MILL - HAWAII | 94-129 LEOKANE ST | Waipahu | HI | 96797 | HARRIS RUG N CARPET | 260 ELELUPE RD | Waipahu | HI | 96797 | R-1 |  | Permanently Out of Use |  | 1000 | Gasoline
9-202461 | HARRIS CARPET MILL - HAWAII | 94-129 LEOKANE ST | Waipahu | HI | 96797 | HARRIS RUG N CARPET | 260 ELELUPE RD | Waipahu | HI | 96797 | R-3 |  | Permanently Out of Use |  | 1000 | Diesel
9-202522 | NISSAN OF WAIPAHU - SERVICE CENTER | 94-133 LEONUI ST | Waipahu | HI | 96797 | NISSAN OF WAIPAHU, INC. | 94-133 LEONUI ST | Waipahu | HI | 96797 | R-1 |  | Permanently Out of Use | 1991-10-02 | 550 | Used Oil
9-200736 | COYNE MATTRESS CO, LTD. | 94-134 LEOWAENA ST | Waipahu | HI | 96797 | COYNE MATTRESS CO, LTD. | 94-134 LEOWAENA ST | Waipahu | HI | 96797 | R-1 | 1971-05-07 | Permanently Out of Use | 1988-12-15 | 1000 | Gasoline
9-201466 | REDONDO'S INC. | 94-140 LEOKANE ST | Waipahu | HI | 96797 | REDONDO'S INC. | 94-140 LEOKANE St | Waipahu | HI | 96797 | R-2 | 1974-05-12 | Permanently Out of Use | 1994-06-16 | 2000 | Diesel
9-201466 | REDONDO'S INC. | 94-140 LEOKANE ST | Waipahu | HI | 96797 | REDONDO'S INC. | 94-140 LEOKANE St | Waipahu | HI | 96797 | R-1 | 1974-05-12 | Permanently Out of Use |  | 2000 | Gasoline
9-203249 | RYKOFF-SEXTON, INC | 94-1401 WAIHONA PL | Pearl City | HI | 96782 | RYKOFF-SEXTON, INC | 94-101 WAIHONA PLACE | Pearl City | HI | 96782 | R-1 |  | Permanently Out of Use | 1996-10-15 | 6000 | Diesel
9-203020 | GOODYEAR LEASED FACILITY | 94-144 FARRINGTON HWY | Waipahu | HI | 96797 | THE DAIEI (USA), INC | 801 KAHEKA ST | Waipahu | HI | 96797 | R-1 |  | Permanently Out of Use | 1995-02-06 | 550 | Used Oil
9-201495 | CUTTER MITSUBISHI | 94-149 FARRINGTON HWY | Waipahu | HI | 96797 | CUTTER MITSUBISHI | 94-149 FARRINGTON HWY | Waipahu | HI | 96797 | R-USTB | 1978-08-05 | Permanently Out of Use | 2002-06-12 | 550 | Other
9-201495 | CUTTER MITSUBISHI | 94-149 FARRINGTON HWY | Waipahu | HI | 96797 | CUTTER MITSUBISHI | 94-149 FARRINGTON HWY | Waipahu | HI | 96797 | R-UST A | 1978-08-05 | Permanently Out of Use | 2002-06-12 | 550 | Used Oil
9-201495 | CUTTER MITSUBISHI | 94-149 FARRINGTON HWY | Waipahu | HI | 96797 | CUTTER MANAGEMENT | 1100 Alakea Street, PH-2 | Waipahu | HI | 96797 | R-USTB | 1978-08-05 | Permanently Out of Use | 2002-06-12 | 550 | Other
9-201495 | CUTTER MITSUBISHI | 94-149 FARRINGTON HWY | Waipahu | HI | 96797 | CUTTER MANAGEMENT | 1100 Alakea Street, PH-2 | Waipahu | HI | 96797 | R-UST A | 1978-08-05 | Permanently Out of Use | 2002-06-12 | 550 | Used Oil
9-100158 | WILSON FOOD SERVICE | 94-150 LEOKANE ST | Waipahu | HI | 96797 | WILSON FOOD SERVICE | 94-150 LEOKANE ST | Waipahu | HI | 96797 | R-1 |  | Permanently Out of Use | 1991-08-21 | 1000 | Other
9-100158 | WILSON FOOD SERVICE | 94-150 LEOKANE ST | Waipahu | HI | 96797 | WILSON FOOD SERVICE | 94-150 LEOKANE ST | Waipahu | HI | 96797 | R-2 |  | Permanently Out of Use | 1991-08-21 | 1000 | Gasoline
9-100158 | WILSON FOOD SERVICE | 94-150 LEOKANE ST | Waipahu | HI | 96797 | WILSON FOOD SERVICE | 94-150 LEOKANE ST | Waipahu | HI | 96797 | R-3 |  | Permanently Out of Use | 1991-08-21 | 1000 | Used Oil
9-100158 | WILSON FOOD SERVICE | 94-150 LEOKANE ST | Waipahu | HI | 96797 | WILSON FOOD SERVICE | 94-150 LEOKANE ST | Waipahu | HI | 96797 | R-5 |  | Permanently Out of Use | 1991-07-21 | 1000 | Gasoline
9-100158 | WILSON FOOD SERVICE | 94-150 LEOKANE ST | Waipahu | HI | 96797 | WILSON FOOD SERVICE | 94-150 LEOKANE ST | Waipahu | HI | 96797 | R-6 |  | Permanently Out of Use | 1991-08-21 | 8000 | Gasoline
9-100158 | WILSON FOOD SERVICE | 94-150 LEOKANE ST | Waipahu | HI | 96797 | WILSON FOOD SERVICE | 94-150 LEOKANE ST | Waipahu | HI | 96797 | R-4 |  | Permanently Out of Use | 1991-08-21 | 1000 | Gasoline
9-200838 | KUNIA STORE, LTD. | 94-1500 KUNIA RD | Kunia | HI | 96759 | KUNIA STORE, LTD. | P.O. BOX 14 | Kunia | HI | 96759 | R-2 | 1960-03-18 | Permanently Out of Use | 1993-07-13 | 3000 | Gasoline
9-200838 | KUNIA STORE, LTD. | 94-1500 KUNIA RD | Kunia | HI | 96759 | KUNIA STORE, LTD. | P.O. BOX 14 | Kunia | HI | 96759 | R-3 | 1960-03-01 | Permanently Out of Use | 1975-01-01 | 550 | Kerosene
9-200838 | KUNIA STORE, LTD. | 94-1500 KUNIA RD | Kunia | HI | 96759 | KUNIA STORE, LTD. | P.O. BOX 14 | Kunia | HI | 96759 | R-1 | 1960-06-01 | Permanently Out of Use | 1993-07-13 | 2000 | Gasoline
9-201547 | VULCAN HAWAII, INC. | 94-155 LEOWAENA ST | Waipahu | HI | 96797 | VULCAN HAWAII, INC. | 1650 ALA MOANA BLVD | Waipahu | HI | 96797 | r-1 | 1978-04-11 | Permanently Out of Use | 1991-01-01 | 2000 | Heating Oil
9-201161 | HERCULES CONSTRUCTION CO LTD | 94-163 LEOWAENA ST | Waipahu | HI | 96797 | UNOCAL CORPORATION | 3915 Mission Avenue #7416 | Waipahu | HI | 96797 | R-C-2 | 1967-05-08 | Permanently Out of Use | 1993-03-26 | 2000 | Diesel
9-201161 | HERCULES CONSTRUCTION CO LTD | 94-163 LEOWAENA ST | Waipahu | HI | 96797 | UNOCAL CORPORATION | 3915 Mission Avenue #7416 | Waipahu | HI | 96797 | R-C-1 | 1967-05-08 | Permanently Out of Use | 1993-03-26 | 2000 | Gasoline
9-200366 | YELLOW FREIGHT SYSTEM, INC | 94-164 LEOKANE ST | Waipahu | HI | 96797 | YELLOW FREIGHT INTERNATIONAL | 10990 ROE AVE | Waipahu | HI | 96797 | R-2 |  | Permanently Out of Use | 1996-05-21 | 7000 | Diesel
9-200366 | YELLOW FREIGHT SYSTEM, INC | 94-164 LEOKANE ST | Waipahu | HI | 96797 | YELLOW FREIGHT INTERNATIONAL | 10990 ROE AVE | Waipahu | HI | 96797 | R-1 |  | Permanently Out of Use | 1996-05-21 | 10000 | Diesel
9-203248 | Allied Machinery Corporation | 94-168 Leoole St | Waipahu | HI | 96797 | ALLIED MACHINERY CORP | 94-168 LEOOLE ST | Waipahu | HI | 96797 | R-1 | 1980-07-01 | Permanently Out of Use | 1997-01-27 | 2000 | Gasoline
9-203248 | Allied Machinery Corporation | 94-168 Leoole St | Waipahu | HI | 96797 | ALLIED MACHINERY CORP | 94-168 LEOOLE ST | Waipahu | HI | 96797 | R-2 | 1980-07-01 | Permanently Out of Use | 1997-01-27 | 2000 | Diesel
9-201467 | FINOVA HAWAIIAN HOLDINGS, LLC DBA LEX BRODIE'S TIRE CO. | 94-169 FARRINGTON HWY | Waipahu | HI | 96797 | LBTC hOLDINGS, LLC dba Lex Brodie's Tire company | 701 Queen St | Waipahu | HI | 96797 | 92 | 1991-03-01 | Currently In Use |  | 5000 | Gasoline
9-201467 | FINOVA HAWAIIAN HOLDINGS, LLC DBA LEX BRODIE'S TIRE CO. | 94-169 FARRINGTON HWY | Waipahu | HI | 96797 | LBTC hOLDINGS, LLC dba Lex Brodie's Tire company | 701 Queen St | Waipahu | HI | 96797 | 87 | 1991-03-01 | Currently In Use |  | 15000 | Gasoline
9-201467 | FINOVA HAWAIIAN HOLDINGS, LLC DBA LEX BRODIE'S TIRE CO. | 94-169 FARRINGTON HWY | Waipahu | HI | 96797 | LBTC hOLDINGS, LLC dba Lex Brodie's Tire company | 701 Queen St | Waipahu | HI | 96797 | R-3 | 1972-05-16 | Permanently Out of Use | 1991-02-25 | 8000 | Gasoline
9-201467 | FINOVA HAWAIIAN HOLDINGS, LLC DBA LEX BRODIE'S TIRE CO. | 94-169 FARRINGTON HWY | Waipahu | HI | 96797 | LBTC hOLDINGS, LLC dba Lex Brodie's Tire company | 701 Queen St | Waipahu | HI | 96797 | R-1 | 1972-05-18 | Permanently Out of Use | 1991-02-25 | 10000 | Gasoline
9-201467 | FINOVA HAWAIIAN HOLDINGS, LLC DBA LEX BRODIE'S TIRE CO. | 94-169 FARRINGTON HWY | Waipahu | HI | 96797 | LBTC hOLDINGS, LLC dba Lex Brodie's Tire company | 701 Queen St | Waipahu | HI | 96797 | R-2 | 1972-05-16 | Permanently Out of Use | 1991-02-25 | 10000 | Gasoline
9-201467 | FINOVA HAWAIIAN HOLDINGS, LLC DBA LEX BRODIE'S TIRE CO. | 94-169 FARRINGTON HWY | Waipahu | HI | 96797 | LBTC hOLDINGS, LLC dba Lex Brodie's Tire company | 701 Queen St | Waipahu | HI | 96797 | R-4 | 1972-05-16 | Permanently Out of Use | 1991-02-25 | 4000 | Gasoline
9-200863 | OAHU PAVING CO., INC. | 94-170 LEOKANE ST | Waipahu | HI | 96797 | HIROSHI YOZA | 98-822 KAAMILO ST | Waipahu | HI | 96797 | R-001 | 1968-12-30 | Permanently Out of Use | 1986-10-30 | 1000 | Gasoline
9-200863 | OAHU PAVING CO., INC. | 94-170 LEOKANE ST | Waipahu | HI | 96797 | HIROSHI YOZA | 98-822 KAAMILO ST | Waipahu | HI | 96797 | R-002 | 1966-03-18 | Permanently Out of Use | 1986-10-30 | 2000 | Diesel
9-201399 | E. F. PLUMBING | 94-170 LEOLE ST | Waipahu | HI | 96797 | UNOCAL CORPORATION | 3915 Mission Avenue #7416 | Waipahu | HI | 96797 | R-1 | 1971-08-21 | Permanently Out of Use | 1998-05-19 | 1000 | Gasoline
9-100303 | REGO'S PURITY FOODS CO., INC. | 942 KAWAIAHAO ST | Honolulu | HI | 96814 | REGO'S PURITY FOODS CO., INC. | 942 KAWAIAHAO ST | Honolulu | HI | 96814 | R-1 | 1979-04-29 | Permanently Out of Use | 1988-10-01 | 1000 | Gasoline
9-200025 | Tandal's Waipahu 76 | 94-206 LEOKU ST | Waipahu | HI | 96797 | Mid Pac Petroleum LLC | 1100 Alakea St 8th floor | Waipahu | HI | 96797 | R-5673-1 | 1967-04-16 | Permanently Out of Use | 1990-09-06 | 8000 | Gasoline
9-200025 | Tandal's Waipahu 76 | 94-206 LEOKU ST | Waipahu | HI | 96797 | Mid Pac Petroleum LLC | 1100 Alakea St., 8th floor | Waipahu | HI | 96797 | r-87 | 1990-09-30 | Permanently out of Use | 2015-07-27 | 12000 | Gasoline
9-200025 | Tandal's Waipahu 76 | 94-206 LEOKU ST | Waipahu | HI | 96797 | Mid Pac Petroleum LLC | 1100 Alakea St., 8th floor | Waipahu | HI | 96797 | R-5673-4 | 1967-04-16 | Permanently Out of Use | 1994-09-21 | 280 | Used Oil
9-200025 | Tandal's Waipahu 76 | 94-206 LEOKU ST | Waipahu | HI | 96797 | Mid Pac Petroleum LLC | 1100 Alakea St., 8th floor | Waipahu | HI | 96797 | used oil | 1990-09-30 | Permanently out of Use | 2010-11-02 | 520 | Used Oil
9-200025 | Tandal's Waipahu 76 | 94-206 LEOKU ST | Waipahu | HI | 96797 | Mid Pac Petroleum LLC | 1100 Alakea St., 8th floor | Waipahu | HI | 96797 | r-92 | 1990-09-30 | Permanently out of Use | 2015-07-27 | 12000 | Gasoline
9-200025 | Tandal's Waipahu 76 | 94-206 LEOKU ST | Waipahu | HI | 96797 | Mid Pac Petroleum LLC | 1100 Alakea St 8th floor | Waipahu | HI | 96797 | R-5673-2 | 1967-04-16 | Permanently Out of Use | 1990-09-06 | 7000 | Gasoline
9-200025 | Tandal's Waipahu 76 | 94-206 LEOKU ST | Waipahu | HI | 96797 | Mid Pac Petroleum LLC | 1100 Alakea St 8th floor | Waipahu | HI | 96797 | r-87 | 1990-09-30 | Permanently out of Use | 2015-07-27 | 12000 | Gasoline
9-200025 | Tandal's Waipahu 76 | 94-206 LEOKU ST | Waipahu | HI | 96797 | Mid Pac Petroleum LLC | 1100 Alakea St 8th floor | Waipahu | HI | 96797 | used oil | 1990-09-30 | Permanently out of Use | 2010-11-02 | 520 | Used Oil
9-200025 | Tandal's Waipahu 76 | 94-206 LEOKU ST | Waipahu | HI | 96797 | Mid Pac Petroleum LLC | 1100 Alakea St 8th floor | Waipahu | HI | 96797 | r-92 | 1990-09-30 | Permanently out of Use | 2015-07-27 | 12000 | Gasoline
9-200025 | Tandal's Waipahu 76 | 94-206 LEOKU ST | Waipahu | HI | 96797 | Mid Pac Petroleum LLC | 1100 Alakea St., 8th floor | Waipahu | HI | 96797 | R-5673-2 | 1967-04-16 | Permanently Out of Use | 1990-09-06 | 7000 | Gasoline
9-200025 | Tandal's Waipahu 76 | 94-206 LEOKU ST | Waipahu | HI | 96797 | Mid Pac Petroleum LLC | 1100 Alakea St., 8th floor | Waipahu | HI | 96797 | R-5673-1 | 1967-04-16 | Permanently Out of Use | 1990-09-06 | 8000 | Gasoline
9-200025 | Tandal's Waipahu 76 | 94-206 LEOKU ST | Waipahu | HI | 96797 | Mid Pac Petroleum LLC | 1100 Alakea St 8th floor | Waipahu | HI | 96797 | R-5673-4 | 1967-04-16 | Permanently Out of Use | 1994-09-21 | 280 | Used Oil
9-201827 | SHELLY MOTORS INC. | 94-212 LEOKU ST | Waipahu | HI | 96797 | SHELLY MOTORS INC. | 2969 MAPUNAPUNA PL | Waipahu | HI | 96797 | R-2 |  | Permanently Out of Use |  |  | Not Listed
9-201827 | SHELLY MOTORS INC. | 94-212 LEOKU ST | Waipahu | HI | 96797 | SHELLY MOTORS INC. | 2969 MAPUNAPUNA PL | Waipahu | HI | 96797 | R-1 |  | Permanently Out of Use |  |  | Not Listed
9-200839 | SHELLY MAZDA/HYUNDAI | 94-223 FARRINGTON HWY | Waipahu | HI | 96797 | SHELTON PROPERTIES PEARL HARBOR | C/O 830 KAPIOLANI BLVD | Waipahu | HI | 96797 | R-2 | 1966-03-17 | Permanently Out of Use | 1991-09-18 | 1000 | Used Oil
9-200839 | SHELLY MAZDA/HYUNDAI | 94-223 FARRINGTON HWY | Waipahu | HI | 96797 | SHELTON PROPERTIES PEARL HARBOR | C/O 830 KAPIOLANI BLVD | Waipahu | HI | 96797 | R-3 | 1966-03-17 | Permanently Out of Use | 1991-09-18 | 10000 | Gasoline
9-200839 | SHELLY MAZDA/HYUNDAI | 94-223 FARRINGTON HWY | Waipahu | HI | 96797 | SHELTON PROPERTIES PEARL HARBOR | C/O 830 KAPIOLANI BLVD | Waipahu | HI | 96797 | R-1 | 1966-03-17 | Permanently Out of Use | 2013-07-01 | 1000 | Other
9-200839 | SHELLY MAZDA/HYUNDAI | 94-223 FARRINGTON HWY | Waipahu | HI | 96797 | SHELTON PROPERTIES PEARL HARBOR | C/O 830 KAPIOLANI BLVD | Waipahu | HI | 96797 | R-4 |  | Permanently Out of Use | 2013-07-01 | 550 | Used Oil
9-201910 | LEOLUA REGENT | 94-246 LEOKU ST | Waipahu | HI | 96797 | LEOLUA REGENT | 94-246 LEOKU ST | Waipahu | HI | 96797 | R-1 |  | Permanently Out of Use | 1990-01-22 | 1000 | Other
9-200323 | 7-Eleven Waipahu | 94-264 FARRINGTON HWY | Waipahu | HI | 96797 | ALOHA PETROLEUM, LTD. | 1132 Bishop Street, Suite 1700 | Waipahu | HI | 96797 | 1a | 1985-02-06 | Currently in Use |  | 10000 | Gasohol
9-200323 | 7-Eleven Waipahu | 94-264 FARRINGTON HWY | Waipahu | HI | 96797 | ALOHA PETROLEUM, LTD. | 1132 Bishop Street, Suite 1700 | Waipahu | HI | 96797 | R-1 | 1963-01-01 | Permanently Out of Use | 1985-01-01 | 4000 | Gasoline
9-200323 | 7-Eleven Waipahu | 94-264 FARRINGTON HWY | Waipahu | HI | 96797 | ALOHA PETROLEUM, LTD. | 1132 Bishop Street, Suite 1700 | Waipahu | HI | 96797 | R-5 | 1963-01-01 | Permanently Out of Use | 1985-01-01 | 550 | Used Oil
9-200323 | 7-Eleven Waipahu | 94-264 FARRINGTON HWY | Waipahu | HI | 96797 | ALOHA PETROLEUM, LTD. | 1132 Bishop Street, Suite 1700 | Waipahu | HI | 96797 | R-4 | 1963-01-01 | Permanently Out of Use | 1985-01-01 | 4000 | Gasoline
9-200323 | 7-Eleven Waipahu | 94-264 FARRINGTON HWY | Waipahu | HI | 96797 | ALOHA PETROLEUM, LTD. | 1132 Bishop Street, Suite 1700 | Waipahu | HI | 96797 | 4 | 1985-02-06 | Currently in Use |  | 10000 | Gasohol
9-200323 | 7-Eleven Waipahu | 94-264 FARRINGTON HWY | Waipahu | HI | 96797 | ALOHA PETROLEUM, LTD. | 1132 Bishop Street, Suite 1700 | Waipahu | HI | 96797 | 3 | 1985-02-06 | Currently in Use |  | 10000 | Gasohol
9-200323 | 7-Eleven Waipahu | 94-264 FARRINGTON HWY | Waipahu | HI | 96797 | ALOHA PETROLEUM, LTD. | 1132 Bishop Street, Suite 1700 | Waipahu | HI | 96797 | 2b | 1985-02-06 | Currently in Use |  | 10000 | Gasohol
9-200323 | 7-Eleven Waipahu | 94-264 FARRINGTON HWY | Waipahu | HI | 96797 | ALOHA PETROLEUM, LTD. | 1132 Bishop Street, Suite 1700 | Waipahu | HI | 96797 | R-2 | 1963-01-01 | Permanently Out of Use | 1985-01-01 | 4000 | Gasoline
9-200323 | 7-Eleven Waipahu | 94-264 FARRINGTON HWY | Waipahu | HI | 96797 | ALOHA PETROLEUM, LTD. | 1132 Bishop Street, Suite 1700 | Waipahu | HI | 96797 | R-3 | 1963-01-01 | Permanently Out of Use | 1985-01-01 | 4000 | Gasoline
9-200756 | OKA AUTO PAINT & REPAIR, INC. | 94-279 LEONUI ST | Waipahu | HI | 96797 | OKA AUTO PAINT & REPAIR, INC. | 94-279 LEONUI ST | Waipahu | HI | 96797 | R-1 | 1966-08-06 | Permanently Out of Use | 1990-01-19 | 550 | Gasoline
9-203772 | East Bay TIre Company | 94-299 Farrington Hwy | Waipahu | HI | 96797 | East Bay Tire Company | 60 N. Beretania St, Suite 1301 | Waipahu | HI | 96797 | R-1 | 1984-01-01 | Permanently Out of Use | 2004-02-12 | 500 | Gasoline
9-203772 | East Bay TIre Company | 94-299 Farrington Hwy | Waipahu | HI | 96797 | East Bay Tire Company | 60 N. Beretania St, Suite 1301 | Waipahu | HI | 96797 | R-2 | 1984-01-01 | Permanently Out of Use | 2004-02-12 | 1000 | Diesel
9-200024 | Ewa Repair Shop Inc. | 94-303 WAIPAHU ST | Waipahu | HI | 96797 | WENDAL E. PESTANA | 94-303 WAIPAHU ST | Waipahu | HI | 96797 | 92-1A | 1999-04-22 | Currently In Use |  | 6000 | Gasoline
9-200024 | Ewa Repair Shop Inc. | 94-303 WAIPAHU ST | Waipahu | HI | 96797 | WENDAL E. PESTANA | 94-303 WAIPAHU ST | Waipahu | HI | 96797 | R-5177-5 | 1989-07-13 | Permanently Out of Use | 1997-11-05 | 12000 | Gasoline
9-200024 | Ewa Repair Shop Inc. | 94-303 WAIPAHU ST | Waipahu | HI | 96797 | WENDAL E. PESTANA | 94-303 WAIPAHU ST | Waipahu | HI | 96797 | R-5177-7 | 1989-07-13 | Permanently Out of Use | 1997-11-05 | 500 | Used Oil
9-200024 | Ewa Repair Shop Inc. | 94-303 WAIPAHU ST | Waipahu | HI | 96797 | WENDAL E. PESTANA | 94-303 WAIPAHU ST | Waipahu | HI | 96797 | R-5177-6 | 1989-07-13 | Permanently Out of Use | 1997-11-05 | 12000 | Gasoline
9-200024 | Ewa Repair Shop Inc. | 94-303 WAIPAHU ST | Waipahu | HI | 96797 | WENDAL E. PESTANA | 94-303 WAIPAHU ST | Waipahu | HI | 96797 | R-5177-4 | 1964-04-15 | Permanently Out of Use | 1989-07-13 | 280 | Used Oil
9-200024 | Ewa Repair Shop Inc. | 94-303 WAIPAHU ST | Waipahu | HI | 96797 | WENDAL E. PESTANA | 94-303 WAIPAHU ST | Waipahu | HI | 96797 | R-5177-2 | 1964-04-15 | Permanently Out of Use | 1989-07-13 | 6000 | Gasoline
9-200024 | Ewa Repair Shop Inc. | 94-303 WAIPAHU ST | Waipahu | HI | 96797 | WENDAL E. PESTANA | 94-303 WAIPAHU ST | Waipahu | HI | 96797 | 1B | 1999-04-22 | Currently In Use |  | 4000 | Diesel
9-200024 | Ewa Repair Shop Inc. | 94-303 WAIPAHU ST | Waipahu | HI | 96797 | WENDAL E. PESTANA | 94-303 WAIPAHU ST | Waipahu | HI | 96797 | R-5177-1 | 1964-04-15 | Permanently Out of Use | 1989-07-13 | 6000 | Gasoline
9-200024 | Ewa Repair Shop Inc. | 94-303 WAIPAHU ST | Waipahu | HI | 96797 | WENDAL E. PESTANA | 94-303 WAIPAHU ST | Waipahu | HI | 96797 | 87 | 1999-04-22 | Currently In Use |  | 10000 | Gasoline
9-202404 | ALOHA PETROLEUM - CIRCLE K | 94-307 FARRINGTON HWY | Waipahu | HI | 96797 | ALOHA PETROLEUM, LTD. | 1132 BISHOP STREET, SUITE 1700 | Waipahu | HI | 96797 | R-3 | 1984-12-30 | Permanently Out of Use | 1992-05-07 | 8000 | Gasoline
9-202404 | ALOHA PETROLEUM - CIRCLE K | 94-307 FARRINGTON HWY | Waipahu | HI | 96797 | ALOHA PETROLEUM, LTD. | 1132 BISHOP STREET, SUITE 1700 | Waipahu | HI | 96797 | R-1 | 1984-10-30 | Permanently Out of Use | 1992-05-07 | 8000 | Gasoline
9-202404 | ALOHA PETROLEUM - CIRCLE K | 94-307 FARRINGTON HWY | Waipahu | HI | 96797 | ALOHA PETROLEUM, LTD. | 1132 BISHOP STREET, SUITE 1700 | Waipahu | HI | 96797 | R-2 | 1984-12-30 | Permanently Out of Use | 1992-05-07 | 8000 | Gasoline
9-200531 | GROUND TRANSPORT, INC. - Waipahu Base yard | 94-311 WAIPAHU ST | Waipahu | HI | 96797 | Ground Transportation, Inc. | P.O. Box 29540 | Waipahu | HI | 96797 | 2 | 1998-01-01 | Currently In Use |  | 4000 | Diesel
9-200531 | GROUND TRANSPORT, INC. - Waipahu Base yard | 94-311 WAIPAHU ST | Waipahu | HI | 96797 | Ground Transportation, Inc. | P.O. Box 29540 | Waipahu | HI | 96797 | 87 | 1998-01-01 | Temporarily out of Use |  | 4000 | Gasoline
9-200531 | GROUND TRANSPORT, INC. - Waipahu Base yard | 94-311 WAIPAHU ST | Waipahu | HI | 96797 | Ground Transportation, Inc. | P.O. Box 29540 | Waipahu | HI | 96797 | R-1 | 1982-05-07 | Permanently Out of Use | 1997-10-27 | 10000 | Diesel
9-201815 | GUSHING WATERS, INC. | 94-360 PEKE LN BOX 1200 | Waipahu | HI | 96797 | GUSHING WATERS, INC. | 94-360 PEKE LANE / P.O. BOX 1200 | Waipahu | HI | 96797 | R-1 | 1966-04-10 | Permanently Out of Use | 1985-01-01 | 500 | Gasoline
9-201233 | J'S WAIPAHU CHEVRON | 94-380 MOKUOLA ST | Waipahu | HI | 96797 | CHEVRON PRODUCTS COMPANY | PO Box 6004 | Waipahu | HI | 96797 | R-1 |  | Permanently Out of Use | 1994-10-31 |  | Unknown
9-201233 | J'S WAIPAHU CHEVRON | 94-380 MOKUOLA ST | Waipahu | HI | 96797 | CHEVRON PRODUCTS COMPANY | Attn Permit Desk PO Box 6004 | Waipahu | HI | 96797 | 87 | 1980-07-18 | Currently In Use |  | 10000 | Gasoline
9-201233 | J'S WAIPAHU CHEVRON | 94-380 MOKUOLA ST | Waipahu | HI | 96797 | CHEVRON PRODUCTS COMPANY | Attn Permit Desk PO Box 6004 | Waipahu | HI | 96797 | 92 | 1980-07-18 | Currently In Use |  | 10000 | Gasoline
9-201233 | J'S WAIPAHU CHEVRON | 94-380 MOKUOLA ST | Waipahu | HI | 96797 | CHEVRON PRODUCTS COMPANY | PO Box 6004 | Waipahu | HI | 96797 | R-4 |  | Permanently Out of Use | 1994-10-31 | 550 | Unknown
9-201233 | J'S WAIPAHU CHEVRON | 94-380 MOKUOLA ST | Waipahu | HI | 96797 | CHEVRON PRODUCTS COMPANY | PO Box 6004 | Waipahu | HI | 96797 | 89 | 1980-07-18 | Currently In Use |  | 10000 | Gasoline
9-201233 | J'S WAIPAHU CHEVRON | 94-380 MOKUOLA ST | Waipahu | HI | 96797 | CHEVRON PRODUCTS COMPANY | Attn Permit Desk PO Box 6004 | Waipahu | HI | 96797 | R-3 |  | Permanently Out of Use | 1994-10-31 |  | Unknown
9-201233 | J'S WAIPAHU CHEVRON | 94-380 MOKUOLA ST | Waipahu | HI | 96797 | CHEVRON PRODUCTS COMPANY | PO Box 6004 | Waipahu | HI | 96797 | R-3 |  | Permanently Out of Use | 1994-10-31 |  | Unknown
9-201233 | J'S WAIPAHU CHEVRON | 94-380 MOKUOLA ST | Waipahu | HI | 96797 | CHEVRON PRODUCTS COMPANY | Attn Permit Desk PO Box 6004 | Waipahu | HI | 96797 | R-2 |  | Permanently Out of Use | 1994-10-31 |  | Unknown
9-201233 | J'S WAIPAHU CHEVRON | 94-380 MOKUOLA ST | Waipahu | HI | 96797 | CHEVRON PRODUCTS COMPANY | PO Box 6004 | Waipahu | HI | 96797 | R-2 |  | Permanently Out of Use | 1994-10-31 |  | Unknown
9-201233 | J'S WAIPAHU CHEVRON | 94-380 MOKUOLA ST | Waipahu | HI | 96797 | CHEVRON PRODUCTS COMPANY | Attn Permit Desk PO Box 6004 | Waipahu | HI | 96797 | 89 | 1980-07-18 | Currently In Use |  | 10000 | Gasoline
9-201233 | J'S WAIPAHU CHEVRON | 94-380 MOKUOLA ST | Waipahu | HI | 96797 | CHEVRON PRODUCTS COMPANY | Attn Permit Desk PO Box 6004 | Waipahu | HI | 96797 | R-1 |  | Permanently Out of Use | 1994-10-31 |  | Unknown
9-201233 | J'S WAIPAHU CHEVRON | 94-380 MOKUOLA ST | Waipahu | HI | 96797 | CHEVRON PRODUCTS COMPANY | PO Box 6004 | Waipahu | HI | 96797 | 87 | 1980-07-18 | Currently In Use |  | 10000 | Gasoline
9-201233 | J'S WAIPAHU CHEVRON | 94-380 MOKUOLA ST | Waipahu | HI | 96797 | CHEVRON PRODUCTS COMPANY | Attn Permit Desk PO Box 6004 | Waipahu | HI | 96797 | R-4 |  | Permanently Out of Use | 1994-10-31 | 550 | Unknown
9-201233 | J'S WAIPAHU CHEVRON | 94-380 MOKUOLA ST | Waipahu | HI | 96797 | CHEVRON PRODUCTS COMPANY | PO Box 6004 | Waipahu | HI | 96797 | 92 | 1980-07-18 | Currently In Use |  | 10000 | Gasoline
9-201029 | New City Shell | 94-380 PUPUPANI ST. | Waipahu | HI | 96797 | ALOHA PETROLEUM, LTD. | 1132 BISHOP STREET, SUITE 1700 | Waipahu | HI | 96797 | R-2 | 1962-04-22 | Permanently Out of Use | 1989-01-31 | 4000 | Gasoline
9-201029 | New City Shell | 94-380 PUPUPANI ST. | Waipahu | HI | 96797 | ALOHA PETROLEUM, LTD. | 1132 BISHOP STREET, SUITE 1700 | Waipahu | HI | 96797 | R-4 | 1962-04-22 | Permanently Out of Use | 1989-01-31 | 6000 | Gasoline
9-201029 | New City Shell | 94-380 PUPUPANI ST. | Waipahu | HI | 96797 | ALOHA PETROLEUM, LTD. | 1132 BISHOP STREET, SUITE 1700 | Waipahu | HI | 96797 | 2 | 1989-08-18 | Currently in Use |  | 12000 | Gasohol
9-201029 | New City Shell | 94-380 PUPUPANI ST. | Waipahu | HI | 96797 | ALOHA PETROLEUM, LTD. | 1132 BISHOP STREET, SUITE 1700 | Waipahu | HI | 96797 | 3 | 1989-08-18 | Currently in Use |  | 12000 | Diesel
9-201029 | New City Shell | 94-380 PUPUPANI ST. | Waipahu | HI | 96797 | ALOHA PETROLEUM, LTD. | 1132 BISHOP STREET, SUITE 1700 | Waipahu | HI | 96797 | 1 | 1989-08-18 | Currently in Use |  | 12000 | Gasohol
9-201029 | New City Shell | 94-380 PUPUPANI ST. | Waipahu | HI | 96797 | ALOHA PETROLEUM, LTD. | 1132 BISHOP STREET, SUITE 1700 | Waipahu | HI | 96797 | R-3 | 1970-04-22 | Permanently Out of Use | 1989-01-31 | 4000 | Gasoline
9-201029 | New City Shell | 94-380 PUPUPANI ST. | Waipahu | HI | 96797 | ALOHA PETROLEUM, LTD. | 1132 BISHOP STREET, SUITE 1700 | Waipahu | HI | 96797 | 4 | 1989-08-18 | Temporarily out of Use |  | 550 | Used Oil
9-201029 | New City Shell | 94-380 PUPUPANI ST. | Waipahu | HI | 96797 | ALOHA PETROLEUM, LTD. | 1132 BISHOP STREET, SUITE 1700 | Waipahu | HI | 96797 | R-6 | 1962-04-22 | Permanently Out of Use | 1989-01-31 | 550 | Used Oil
9-201029 | New City Shell | 94-380 PUPUPANI ST. | Waipahu | HI | 96797 | ALOHA PETROLEUM, LTD. | 1132 BISHOP STREET, SUITE 1700 | Waipahu | HI | 96797 | R-5 | 1962-04-22 | Permanently Out of Use | 1989-01-31 | 4000 | Gasoline
9-201029 | New City Shell | 94-380 PUPUPANI ST. | Waipahu | HI | 96797 | ALOHA PETROLEUM, LTD. | 1132 BISHOP STREET, SUITE 1700 | Waipahu | HI | 96797 | R-1 | 1972-04-22 | Permanently Out of Use | 1989-01-31 | 6000 | Gasoline
9-100234 | HAWAII FOOD PRODUCTS | 94-403 UKEA ST | Waipahu | HI | 96797 | HAWAII FOOD PRODUCTS | 94-403 UKEA ST | Waipahu | HI | 96797 | 01 | 1977-03-20 | Permanently Out of Use |  | 1000 | Gasoline
9-203645 | 7-11 WAIPIO-GENTRY | 94-429 UKEE STREET | Waipahu | HI | 96797 | HIE Retail, LLC | 91-325 Komohana Street | Waipahu | HI | 96797 | 92 | 1999-09-01 | Currently In Use |  | 10000 | Gasoline
9-203645 | 7-11 WAIPIO-GENTRY | 94-429 UKEE STREET | Waipahu | HI | 96797 | Mid Pac Petroleum LLC | 1100 Alakea St., 8th Floor | Waipahu | HI | 96797 | 87 | 1999-09-01 | Currently In Use |  | 10000 | Gasoline
9-203645 | 7-11 WAIPIO-GENTRY | 94-429 UKEE STREET | Waipahu | HI | 96797 | HIE Retail, LLC | 91-325 Komohana Street | Waipahu | HI | 96797 | 87 | 1999-09-01 | Currently In Use |  | 10000 | Gasoline
9-203645 | 7-11 WAIPIO-GENTRY | 94-429 UKEE STREET | Waipahu | HI | 96797 | Mid Pac Petroleum LLC | 1100 Alakea St., 8th Floor | Waipahu | HI | 96797 | 92 | 1999-09-01 | Currently In Use |  | 10000 | Gasoline
9-201097 | BIONIC SELF-SERVE | 94-485 FARRINGTON HWY | Waipahu | HI | 96797 | CHEVRON PRODUCTS COMPANY | Attn Permit Desk PO Box 6004 | Waipahu | HI | 96797 | 87 | 1984-04-28 | Currently In Use |  | 10000 | Gasoline
9-201097 | BIONIC SELF-SERVE | 94-485 FARRINGTON HWY | Waipahu | HI | 96797 | CHEVRON PRODUCTS COMPANY | Attn Permit Desk PO Box 6004 | Waipahu | HI | 96797 | 89 | 1984-05-01 | Currently In Use |  | 10000 | Gasoline
9-201097 | BIONIC SELF-SERVE | 94-485 FARRINGTON HWY | Waipahu | HI | 96797 | CHEVRON PRODUCTS COMPANY | Attn Permit Desk PO Box 6004 | Waipahu | HI | 96797 | 92 | 1984-04-28 | Currently In Use |  | 10000 | Gasoline
9-201996 | MILILANI UNIT 19 WASTEWATER PUMP | 94-490 PUNONO ST | Mililani | HI | 96789 | C&C HNL - DEPT OF ENVIRONMENTAL SERVICES | 1000 ULU'OHIA STREET, SUITE 308 | Mililani | HI | 96789 | M-1 | 1989-05-31 | Currently in Use |  | 550 | Diesel
9-203490 | HAWAII TRACTOR, LTD | 94-500 KAMEHAMEHA HWY | Mililani | HI | 96789 | HAWAII TRACTOR, LTD | P.O. BOX 717 | Mililani | HI | 96789 | R-1 |  | Permanently Out of Use | 1998-12-21 | 1500 | Gasoline
9-202654 | ALBERT C. KOYAYASHI, INC | 94-535 UKEE ST | Waipahu | HI | 96797 | ALBERT C. KOBAYASHI, INC | 94-535 UKEE ST | Waipahu | HI | 96797 | R-1 | 1986-03-30 | Permanently Out of Use | 1992-06-30 | 1000 | Gasoline
9-202654 | ALBERT C. KOYAYASHI, INC | 94-535 UKEE ST | Waipahu | HI | 96797 | ALBERT C. KOBAYASHI, INC | 94-535 UKEE ST | Waipahu | HI | 96797 | R-2 | 1986-03-30 | Permanently Out of Use | 1992-06-30 | 4000 | Gasoline
9-200840 | MILILANI MEMORIAL PARK | 94-560 KAMEHAMEHA HWY | Waipahu | HI | 96797 | MILILANI GROUP INC. | P.O. BOX 457 | Waipahu | HI | 96797 | R-1 | 1974-01-01 | Permanently Out of Use | 1992-07-26 | 500 | Diesel
9-200840 | MILILANI MEMORIAL PARK | 94-560 KAMEHAMEHA HWY | Waipahu | HI | 96797 | MILILANI GROUP INC. | P.O. BOX 457 | Waipahu | HI | 96797 | R-2 | 1977-01-01 | Permanently Out of Use | 1992-07-26 | 1000 | Gasoline
9-200537 | WAIPAHU CENTRAL OFFICE | 94-561 FARRINGTON HWY | Waipahu | HI | 96797 | Hawaiian Telcom | P.O. Box 2200 | Waipahu | HI | 96797 | M-1 | 1985-05-07 | Currently in Use |  | 1000 | Diesel
9-500665 | DOLLAR RENT-A-CAR - HAWAII (PMID OGG002110A) | 946 MOKUEA RD | Kahului | HI | 96732 | DTG OPERATION INC | 1600 Kapiolani Blvd, #825 | Kahului | HI | 96732 | 87 | 1998-01-29 | Currently in Use |  | 12000 | Gasoline
9-500665 | DOLLAR RENT-A-CAR - HAWAII (PMID OGG002110A) | 946 MOKUEA RD | Kahului | HI | 96732 | DTG OPERATION INC | 1600 Kapiolani Blvd, #825 | Kahului | HI | 96732 | R-1 | 1983-05-05 | Permanently Out of Use | 2000-04-11 | 10000 | Gasoline
9-202796 | WAIPIO SHELL | 94-609 UKEE ST | Waipahu | HI | 96797 | ALOHA PETROLEUM, LTD. | 1132 BISHOP STREET, SUITE 1700 | Waipahu | HI | 96797 | 87 | 1992-06-01 | Currently in Use |  | 12000 | Gasoline
9-202796 | WAIPIO SHELL | 94-609 UKEE ST | Waipahu | HI | 96797 | ALOHA PETROLEUM, LTD. | 1132 BISHOP STREET, SUITE 1700 | Waipahu | HI | 96797 | 92 | 1992-06-01 | Currently in Use |  | 12000 | Gasoline
9-202796 | WAIPIO SHELL | 94-609 UKEE ST | Waipahu | HI | 96797 | ALOHA PETROLEUM, LTD. | 1132 BISHOP STREET, SUITE 1700 | Waipahu | HI | 96797 | 37403 | 1992-06-01 | Currently in Use |  | 12000 | Diesel
9-203165 | Mid Pac Petroleum 257598 | 94-673 KUPUOHI Street | Waipahu | HI | 96797 | Mid Pac Petroleum LLC | 677 Ala Moana Blvd Suite 625 | Waipahu | HI | 96797 | 92 | 1995-10-01 | Currently in Use |  | 15000 | Gasoline
9-203165 | Mid Pac Petroleum 257598 | 94-673 KUPUOHI Street | Waipahu | HI | 96797 | Mid Pac Petroleum LLC | 677 Ala Moana Blvd Suite 625 | Waipahu | HI | 96797 | 87 | 1995-10-01 | Currently in Use |  | 15000 | Gasoline
9-201015 | SHELL SERVICE STATION | 94-709 FARRINGTON HWY | Waipahu | HI | 96797 | SHELL OIL COMPANY | 789 NIMITZ HWY | Waipahu | HI | 96797 | R-1 | 1966-04-22 | Permanently Out of Use | 1988-06-30 | 6000 | Gasoline
9-201015 | SHELL SERVICE STATION | 94-709 FARRINGTON HWY | Waipahu | HI | 96797 | SHELL OIL COMPANY | 789 NIMITZ HWY | Waipahu | HI | 96797 | R-4 | 1971-04-23 | Permanently Out of Use | 1988-06-30 | 6000 | Gasoline
9-201015 | SHELL SERVICE STATION | 94-709 FARRINGTON HWY | Waipahu | HI | 96797 | SHELL OIL COMPANY | 789 NIMITZ HWY | Waipahu | HI | 96797 | R-3 | 1966-04-22 | Permanently Out of Use | 1988-06-30 | 7500 | Gasoline
9-201015 | SHELL SERVICE STATION | 94-709 FARRINGTON HWY | Waipahu | HI | 96797 | SHELL OIL COMPANY | 789 NIMITZ HWY | Waipahu | HI | 96797 | R-2 | 1966-04-22 | Permanently Out of Use | 1988-06-30 | 4000 | Gasoline
9-201015 | SHELL SERVICE STATION | 94-709 FARRINGTON HWY | Waipahu | HI | 96797 | SHELL OIL COMPANY | 789 NIMITZ HWY | Waipahu | HI | 96797 | R-5 | 1966-04-22 | Permanently Out of Use | 1988-06-30 | 550 | Used Oil
9-200882 | WAIPAHU AUTO CO. - DIVISION OF SERVCO | 94-729 FARRINGTON HWY | Waipahu | HI | 96797 | SERVCO PACIFIC | 94-729 FARRINGTON HWY | Waipahu | HI | 96797 | R-1 | 1974-05-05 | Permanently Out of Use | 1997-05-29 | 500 | Used Oil
9-202693 | MIDAS MUFFLER | 94-746 KUAHAO PL | Pearl City | HI | 96782 | MIDAS MUFFLER | 98-1234 KAAHUMANU ST | Pearl City | HI | 96782 | R-1 |  | Permanently Out of Use |  | 2000 | Used Oil
9-201203 | TAJIRO URANAKA | 94-767 FARRINGTON HWY | Waipahu | HI | 96797 | TAJIRO URANAKA | 94-767 FARRINGTON HWY | Waipahu | HI | 96797 | R-2 | 1971-04-05 | Permanently Out of Use | 1994-05-14 | 2000 | Gasoline
9-202938 | Mahalo Waipahu | 94-767 FARRINGTON HWY | Waipahu | HI | 96797 | ALOHA PETROLEUM, LTD. | 1132 Bishop Street, Suite 1700 | Waipahu | HI | 96797 | R-2 | 1983-04-05 | Permanently Out of Use | 1998-07-18 | 10000 | Diesel
9-202938 | Mahalo Waipahu | 94-767 FARRINGTON HWY | Waipahu | HI | 96797 | ALOHA PETROLEUM, LTD. | 1132 Bishop Street, Suite 1700 | Waipahu | HI | 96797 | R-3 | 1983-04-05 | Permanently Out of Use | 1998-06-17 | 10000 | Gasoline
9-202938 | Mahalo Waipahu | 94-767 FARRINGTON HWY | Waipahu | HI | 96797 | ALOHA PETROLEUM, LTD. | 1132 Bishop Street, Suite 1700 | Waipahu | HI | 96797 | R-1 | 1983-04-05 | Permanently Out of Use | 1998-07-18 | 10000 | Gasoline
9-201203 | TAJIRO URANAKA | 94-767 FARRINGTON HWY | Waipahu | HI | 96797 | TAJIRO URANAKA | 94-767 FARRINGTON HWY | Waipahu | HI | 96797 | R-1 | 1971-04-05 | Permanently Out of Use | 1994-05-14 | 6000 | Diesel
9-201203 | TAJIRO URANAKA | 94-767 FARRINGTON HWY | Waipahu | HI | 96797 | TAJIRO URANAKA | 94-767 FARRINGTON HWY | Waipahu | HI | 96797 | R-3 | 1971-04-05 | Permanently Out of Use | 1994-05-14 | 2000 | Gasoline
9-202938 | Mahalo Waipahu | 94-767 FARRINGTON HWY | Waipahu | HI | 96797 | ALOHA PETROLEUM, LTD. | 1132 Bishop Street, Suite 1700 | Waipahu | HI | 96797 | 3 | 1998-06-01 | Currently In Use |  | 10000 | Diesel
9-202938 | Mahalo Waipahu | 94-767 FARRINGTON HWY | Waipahu | HI | 96797 | ALOHA PETROLEUM, LTD. | 1132 Bishop Street, Suite 1700 | Waipahu | HI | 96797 | 92 | 1998-06-01 | Currently In Use |  | 10000 | Gasoline
9-202938 | Mahalo Waipahu | 94-767 FARRINGTON HWY | Waipahu | HI | 96797 | ALOHA PETROLEUM, LTD. | 1132 Bishop Street, Suite 1700 | Waipahu | HI | 96797 | 87 | 1998-06-01 | Currently In Use |  | 10000 | Gasoline
9-202938 | Mahalo Waipahu | 94-767 FARRINGTON HWY | Waipahu | HI | 96797 | ALOHA PETROLEUM, LTD. | 1132 BISHOP STREET, SUITE 1700 | Waipahu | HI | 96797 | R-3 | 1983-04-05 | Permanently Out of Use | 1998-06-17 | 10000 | Gasoline
9-202938 | Mahalo Waipahu | 94-767 FARRINGTON HWY | Waipahu | HI | 96797 | ALOHA PETROLEUM, LTD. | 1132 BISHOP STREET, SUITE 1700 | Waipahu | HI | 96797 | 87 | 1998-06-01 | Currently In Use |  | 10000 | Gasoline
9-202938 | Mahalo Waipahu | 94-767 FARRINGTON HWY | Waipahu | HI | 96797 | ALOHA PETROLEUM, LTD. | 1132 BISHOP STREET, SUITE 1700 | Waipahu | HI | 96797 | 92 | 1998-06-01 | Currently In Use |  | 10000 | Gasoline
9-202938 | Mahalo Waipahu | 94-767 FARRINGTON HWY | Waipahu | HI | 96797 | ALOHA PETROLEUM, LTD. | 1132 BISHOP STREET, SUITE 1700 | Waipahu | HI | 96797 | 3 | 1998-06-01 | Currently In Use |  | 10000 | Diesel
9-202938 | Mahalo Waipahu | 94-767 FARRINGTON HWY | Waipahu | HI | 96797 | ALOHA PETROLEUM, LTD. | 1132 BISHOP STREET, SUITE 1700 | Waipahu | HI | 96797 | R-1 | 1983-04-05 | Permanently Out of Use | 1998-07-18 | 10000 | Gasoline
9-202938 | Mahalo Waipahu | 94-767 FARRINGTON HWY | Waipahu | HI | 96797 | ALOHA PETROLEUM, LTD. | 1132 BISHOP STREET, SUITE 1700 | Waipahu | HI | 96797 | R-2 | 1983-04-05 | Permanently Out of Use | 1998-07-18 | 10000 | Diesel
9-201865 | AIM Waipahu | 94-780 FARRINGTON HWY | Waipahu | HI | 96797 | ALOHA PETROLEUM, LTD. | 1132 Bishop St, Suite 1700 | Waipahu | HI | 96797 | 3 | 1988-10-31 | Currently in Use |  | 10000 | Gasohol
9-201865 | AIM Waipahu | 94-780 FARRINGTON HWY | Waipahu | HI | 96797 | ALOHA PETROLEUM, LTD. | 1132 Bishop St, Suite 1700 | Waipahu | HI | 96797 | 1 | 1988-10-31 | Currently in Use |  | 10000 | Gasohol
9-201865 | AIM Waipahu | 94-780 FARRINGTON HWY | Waipahu | HI | 96797 | ALOHA PETROLEUM, LTD. | 1132 Bishop St, Suite 1700 | Waipahu | HI | 96797 | 2 | 1988-10-31 | Currently in Use |  | 10000 | Diesel
9-200308 | SAIKI & SONS INC. | 94-825 WAIPAHU ST | Waipahu | HI | 96797 | SAIKI & SONS INC. | 94-825 WAIPAHU ST | Waipahu | HI | 96797 | R-2 | 1949-04-08 | Permanently Out of Use | 1991-05-03 | 1000 | Gasoline
9-200308 | SAIKI & SONS INC. | 94-825 WAIPAHU ST | Waipahu | HI | 96797 | SAIKI & SONS INC. | 94-825 WAIPAHU ST | Waipahu | HI | 96797 | R-3 | 1969-04-08 | Permanently Out of Use | 1994-12-19 | 3000 | Gasoline
9-200308 | SAIKI & SONS INC. | 94-825 WAIPAHU ST | Waipahu | HI | 96797 | SAIKI & SONS INC. | 94-825 WAIPAHU ST | Waipahu | HI | 96797 | R-1 | 1949-04-08 | Permanently Out of Use | 1991-05-03 | 1000 | Not Listed
9-201706 | AIM WAIPIO GENTRY | 94-826 UKEE ST | Waipahu | HI | 96797 | ALOHA PETROLEUM, LTD. | 1132 BISHOP STREET, SUITE 1700 | Waipahu | HI | 96797 | 92 | 1987-07-29 | Currently in Use |  | 10000 | Gasohol
9-201706 | AIM WAIPIO GENTRY | 94-826 UKEE ST | Waipahu | HI | 96797 | ALOHA PETROLEUM, LTD. | 1132 BISHOP STREET, SUITE 1700 | Waipahu | HI | 96797 | 2b |  | To be installed |  | 6800 | Diesel
9-201706 | AIM WAIPIO GENTRY | 94-826 UKEE ST | Waipahu | HI | 96797 | ALOHA PETROLEUM, LTD. | 1132 BISHOP STREET, SUITE 1700 | Waipahu | HI | 96797 | 87b | 1987-07-29 | Currently in Use |  | 5000 | Gasohol
9-201706 | AIM WAIPIO GENTRY | 94-826 UKEE ST | Waipahu | HI | 96797 | ALOHA PETROLEUM, LTD. | 1132 BISHOP STREET, SUITE 1700 | Waipahu | HI | 96797 | 4 | 1987-07-29 | Currently In Use |  | 10000 | Diesel
9-201706 | AIM WAIPIO GENTRY | 94-826 UKEE ST | Waipahu | HI | 96797 | ALOHA PETROLEUM, LTD. | 1132 BISHOP STREET, SUITE 1700 | Waipahu | HI | 96797 | 87a | 1987-07-29 | Currently In Use |  | 10000 | Gasohol
9-201706 | AIM WAIPIO GENTRY | 94-826 UKEE ST | Waipahu | HI | 96797 | ALOHA PETROLEUM, LTD. | 1132 BISHOP STREET, SUITE 1700 | Waipahu | HI | 96797 | 1 |  | To be installed |  | 13800 | Gasohol
9-201706 | AIM WAIPIO GENTRY | 94-826 UKEE ST | Waipahu | HI | 96797 | ALOHA PETROLEUM, LTD. | 1132 BISHOP STREET, SUITE 1700 | Waipahu | HI | 96797 | 2a |  | To be installed |  | 7000 | Gasohol
9-200945 | WAIPAHU OUTSIDE STORAGE | 94-833 MAKAALOHA ST | Waipahu | HI | 96797 | OAHU SUGAR CO., LTD | 94-833 MAKAALOHA ST | Waipahu | HI | 96797 | R-9 | 1981-04-28 | Permanently Out of Use | 1989-05-20 | 12500 | Diesel
9-200945 | WAIPAHU OUTSIDE STORAGE | 94-833 MAKAALOHA ST | Waipahu | HI | 96797 | OAHU SUGAR CO., LTD | 94-833 MAKAALOHA ST | Waipahu | HI | 96797 | R-8 | 1981-04-28 | Permanently Out of Use | 1989-05-20 | 12500 | Diesel
9-200943 | WAIPAHU MECHANICAL EQUIPMENT SHOP | 94-833 MAKAALOHA ST | Waipahu | HI | 96797 | OAHU SUGAR CO., LTD | 94-833 MAKAALOHA ST | Waipahu | HI | 96797 | R-2 | 1976-04-28 | Permanently Out of Use | 1991-02-14 | 250 | Used Oil
9-200942 | WAIPAHU MILL BOILER AREA | 94-833 MAKAALOHA ST | Waipahu | HI | 96797 | OAHU SUGAR CO., LTD | 94-833 MAKAALOHA ST | Waipahu | HI | 96797 | R-1 | 1971-05-06 | Permanently Out of Use | 1992-02-03 | 5000 | Diesel
9-203818 | Bank of Hawaii - Hale o Kapolei | 949 Kamokila Blvd | Kapolei | HI | 96707 | BANK OF HAWAII | 130 Merchant St. | Kapolei | HI | 96707 | m-1 | 1994-02-01 | Currently In Use |  | 12000 | Diesel
9-203818 | Bank of Hawaii - Hale o Kapolei | 949 Kamokila Blvd | Kapolei | HI | 96707 | BANK OF HAWAII |  | Kapolei | HI | 96707 | m-1 | 1994-02-01 | Currently In Use |  | 12000 | Diesel
9-402551 | Baseyard (Lanai Resorts, LLC) | 949 Lanai Avenue | Lanai City | HI | 96763 | Lanai Resorts, LLC/Lanai Co Baseyard | PO Box 630310 | Lanai City | HI | 96763 | 2 | 1992-07-01 | Currently In Use |  | 2500 | Diesel
9-402551 | Baseyard (Lanai Resorts, LLC) | 949 Lanai Avenue | Lanai City | HI | 96763 | Lanai Resorts, LLC/Lanai Co Baseyard | PO Box 630310 | Lanai City | HI | 96763 | 87 | 1992-07-01 | Currently In Use |  | 2500 | Gasoline
9-402551 | Baseyard (Lanai Resorts, LLC) | 949 Lanai Avenue | Lanai City | HI | 96763 | Lanai Resorts, LLC | 1311 Fraser Ave. P.O. Box 630310 | Lanai City | HI | 96763 | 87 | 1992-07-01 | Currently In Use |  | 2500 | Gasoline
9-402551 | Baseyard (Lanai Resorts, LLC) | 949 Lanai Avenue | Lanai City | HI | 96763 | Lanai Resorts, LLC | 1311 Fraser Ave. P.O. Box 630310 | Lanai City | HI | 96763 | 2 | 1992-07-01 | Currently In Use |  | 2500 | Diesel
9-100799 | COCA-COLA BOTTLING CO. OF HONOLULU | 949 MAPUNAPUNA ST | Honolulu | HI | 96819 | COCA-COLA BOTTLING CO. OF HONOLULU | 949 MAPUNAPUNA ST | Honolulu | HI | 96819 | R-02 | 1985-03-25 | Permanently Out of Use | 1988-12-31 | 10000 | Gasoline
9-100799 | COCA-COLA BOTTLING CO. OF HONOLULU | 949 MAPUNAPUNA ST | Honolulu | HI | 96819 | COCA-COLA BOTTLING CO. OF HONOLULU | 949 MAPUNAPUNA ST | Honolulu | HI | 96819 | R-01 | 1985-03-25 | Permanently Out of Use | 1988-12-31 | 5000 | Gasoline
9-200912 | AMFAC GARDEN HAWAII | 94-910 MANAGERS DR / P.O. BOX 537 | Waipahu | HI | 96797 | AMFAC GARDEN HAWAII | 94-910 MANAGERS DR. / P.O. BOX 537 | Waipahu | HI | 96797 | R-1 | 1980-04-16 | Permanently Out of Use | 1992-02-04 | 1200 | Gasoline
9-200261 | WAIPAHU VARIETY, DBA KISO STORE | 94-995 WAIPAHU ST | Waipahu | HI | 96797 | WAIPAHU VARIETY | KIS0 STORE / 94-995 WAIPAHU ST | Waipahu | HI | 96797 | R-1 | 1975-03-18 | Permanently Out of Use | 1992-10-21 | 1000 | Gasoline
9-601087 | Hawaii County WAIAKEA FIRE STATION | 95 KEAA ST | Hilo | HI | 96720 | COUNTY OF HAWAII - FIRE DEPT | 466 KINOOLE ST | Hilo | HI | 96720 | R-1 | 1969-05-12 | Permanently Out of Use | 1980-01-31 | 290 | Gasoline
9-600564 | HILO WAREHOUSE | 95 POHAKU ST | Hilo | HI | 96720 | Hawaiian Telcom | P.O. Box 2200 | Hilo | HI | 96720 | M-2 | 1987-07-02 | Currently in Use |  | 550 | Diesel
9-600564 | HILO WAREHOUSE | 95 POHAKU ST | Hilo | HI | 96720 | Hawaiian Telcom | P.O. Box 2200 | Hilo | HI | 96720 | 3 | 1993-02-01 | Currently In Use |  | 4000 | Gasoline
9-600564 | HILO WAREHOUSE | 95 POHAKU ST | Hilo | HI | 96720 | Hawaiian Telcom | P.O. Box 2200 | Hilo | HI | 96720 | R-1 | 1969-07-02 | Permanently Out of Use | 1992-11-12 | 1000 | Gasoline
9-201774 | U.S. POSTAL SERVICE - PEARL CITY | 950 KAMEHAMEHA HWY | Pearl City | HI | 96782 | U.S. POSTAL SERVICE | 850 CHERRY AVENUE | Pearl City | HI | 96782 | r-87 | 1992-05-30 | Permanently Out of Use | 2004-09-20 | 6000 | Gasoline
9-201774 | U.S. POSTAL SERVICE - PEARL CITY | 950 KAMEHAMEHA HWY | Pearl City | HI | 96782 | U.S. POSTAL SERVICE | 850 CHERRY AVENUE | Pearl City | HI | 96782 | R-1 | 1979-04-26 | Permanently Out of Use | 1992-07-20 | 10000 | Gasoline
9-200149 | WAIPIO WASTEWATER PUMP STATION | 95-009 KAMEHAMEHA HWY | Mililani | HI | 96789 | C&C of Honolulu Dept of Environmental Services | 1000 Uluohia Street, Suite 308 | Mililani | HI | 96789 | R-M-1 | 1972-05-07 | Permanently Out of Use | 1996-11-07 | 560 | Diesel
9-200149 | WAIPIO WASTEWATER PUMP STATION | 95-009 KAMEHAMEHA HWY | Mililani | HI | 96789 | C&C of Honolulu Dept of Environmental Services | 1000 Uluohia Street, Suite 308 | Mililani | HI | 96789 | m-1 | 1996-10-01 | Currently In Use |  | 1000 | Diesel
9-201896 | FASTOP MILILANI | 95-026 KAMEHAMEHA HWY | Mililani | HI | 96789 | FASTOP PETROLEUM MARKETING, INC. | 727 Waiakamilo Rd. | Mililani | HI | 96789 | 87 | 1989-10-26 | Currently in Use |  | 10000 | Gasoline
9-201896 | FASTOP MILILANI | 95-026 KAMEHAMEHA HWY | Mililani | HI | 96789 | FASTOP PETROLEUM MARKETING, INC. | 727 Waiakamilo Rd. | Mililani | HI | 96789 | 92 | 1988-10-26 | Temporarily out of Use |  | 10000 | Gasoline
9-201154 | WAHIAWA PAVING & GRADING CO. | 95-026 KIPAPA ST | Schofield Barracks | HI | 96786 | UNOCAL CORPORATION | 3915 Mission Avenue #7416 | Schofield Barracks | HI | 96786 | R-02 | 1968-05-20 | Permanently Out of Use |  | 1000 | Diesel
9-201154 | WAHIAWA PAVING & GRADING CO. | 95-026 KIPAPA ST | Schofield Barracks | HI | 96786 | UNOCAL CORPORATION | 3915 Mission Avenue #7416 | Schofield Barracks | HI | 96786 | R-01 | 1968-05-20 | Permanently Out of Use |  | 500 | Gasoline
9-200240 | HONBUSHIN MISSION INTERNATIONAL | 95-030 WAIHONU ST | Mililani | HI | 96789 | HONBUSHIN MISSION INTERNATIONAL | 95-030 WAIHONU ST | Mililani | HI | 96789 | R-002 | 1971-03-01 | Permanently Out of Use | 1991-08-02 | 500 | Gasoline
9-200240 | HONBUSHIN MISSION INTERNATIONAL | 95-030 WAIHONU ST | Mililani | HI | 96789 | HONBUSHIN MISSION INTERNATIONAL | 95-030 WAIHONU ST | Mililani | HI | 96789 | R-001 | 1971-03-01 | Permanently Out of Use | 1991-08-02 | 500 | Diesel
9-203672 | MILILANI MAUKA RSU | 95-1139 Ukuwai St | Mililani | HI | 96789 | Hawaiian Telcom | P.O. Box 2200 | Mililani | HI | 96789 | M-1 | 1993-05-01 | Currently In Use |  | 610 | Diesel
9-203204 | TESORO 2GO #61057 | 95-1141 UKUWAI ST | Mililani | HI | 96789 | HIE Retail, LLC | 800 Gessner Road, Suite 875 | Mililani | HI | 96789 | 1 | 1996-12-01 | Currently In Use |  | 15154 | Gasohol
9-203204 | TESORO 2GO #61057 | 95-1141 UKUWAI ST | Mililani | HI | 96789 | HIE Retail, LLC | 800 Gessner Road, Suite 875 | Mililani | HI | 96789 | 2 | 1996-12-01 | Currently In Use |  | 15154 | Gasohol
9-200332 | TEXACO STATION (FORMER) | 95-116 KAMEHAMEHA HWY | Schofield Barracks | HI | 96786 | TEXACO REFINING & MARKETING INC. | ENVIRONMENTAL SERVICES 800 SW FIRST AVE., SUITE 180 | Schofield Barracks | HI | 96786 | R-003 | 1963-07-26 | Permanently Out of Use |  | 4000 | Other
9-200332 | TEXACO STATION (FORMER) | 95-116 KAMEHAMEHA HWY | Schofield Barracks | HI | 96786 | TEXACO REFINING & MARKETING INC. | ENVIRONMENTAL SERVICES 800 SW FIRST AVE., SUITE 180 | Schofield Barracks | HI | 96786 | R-002 | 1963-07-26 | Permanently Out of Use |  | 4000 | Other
9-200332 | TEXACO STATION (FORMER) | 95-116 KAMEHAMEHA HWY | Schofield Barracks | HI | 96786 | TEXACO REFINING & MARKETING INC. | ENVIRONMENTAL SERVICES 800 SW FIRST AVE., SUITE 180 | Schofield Barracks | HI | 96786 | R-006 | 1975-07-26 | Permanently Out of Use |  | 4000 | Other
9-200332 | TEXACO STATION (FORMER) | 95-116 KAMEHAMEHA HWY | Schofield Barracks | HI | 96786 | TEXACO REFINING & MARKETING INC. | ENVIRONMENTAL SERVICES 800 SW FIRST AVE., SUITE 180 | Schofield Barracks | HI | 96786 | R-005 | 1963-07-26 | Permanently Out of Use |  | 4000 | Other
9-200332 | TEXACO STATION (FORMER) | 95-116 KAMEHAMEHA HWY | Schofield Barracks | HI | 96786 | TEXACO REFINING & MARKETING INC. | ENVIRONMENTAL SERVICES 800 SW FIRST AVE., SUITE 180 | Schofield Barracks | HI | 96786 | R-001 | 1963-07-26 | Permanently Out of Use |  | 550 | Other
9-200332 | TEXACO STATION (FORMER) | 95-116 KAMEHAMEHA HWY | Schofield Barracks | HI | 96786 | TEXACO REFINING & MARKETING INC. | ENVIRONMENTAL SERVICES 800 SW FIRST AVE., SUITE 180 | Schofield Barracks | HI | 96786 | R-004 | 1963-07-26 | Permanently Out of Use |  | 4000 | Other
9-201124 | Mililani Chevron | 95-130 KAMEHAMEHA HWY | Mililani | HI | 96789 | Mililani Service | 95-130 Kamehameha Hwy | Mililani | HI | 96789 | r-4 | 1985-07-18 | Permanently Out of Use | 2004-11-17 | 1000 | Used Oil
9-201124 | Mililani Chevron | 95-130 KAMEHAMEHA HWY | Mililani | HI | 96789 | Mililani Service | 95-130 Kamehameha Hwy | Mililani | HI | 96789 | 87 | 1985-07-18 | Currently in Use |  | 10000 | Gasoline
9-201124 | Mililani Chevron | 95-130 KAMEHAMEHA HWY | Mililani | HI | 96789 | Mililani Service | 95-130 Kamehameha Hwy | Mililani | HI | 96789 | 89 | 1985-07-18 | Currently in Use |  | 10000 | Gasoline
9-201124 | Mililani Chevron | 95-130 KAMEHAMEHA HWY | Mililani | HI | 96789 | Mililani Service | 95-130 Kamehameha Hwy | Mililani | HI | 96789 | 92 | 1985-07-18 | Currently in Use |  | 10000 | Gasoline
9-203622 | WEST BEACH 2 WWPS | 95-159 WAIPAHE PLACE | Ewa Beach | HI | 96706 | C&C HNL - DEPT OF ENVIRONMENTAL SERVICES | 1000 ULU'OHIA STREET, SUITE 308 | Ewa Beach | HI | 96706 | M-1 | 1989-01-01 | Currently In Use |  | 2000 | Diesel
9-201532 | MILILANI GOLF COURSE | 95-176 KUAHELANI AVE | Mililani | HI | 96789 | MILILANI GOLF CLUB, INC. | 95-176 KUAHELANI AVENUE | Mililani | HI | 96789 | R-2 | 1989-03-15 | Permanently Out of Use | 1998-05-05 | 1013 | Gasoline
9-201532 | MILILANI GOLF COURSE | 95-176 KUAHELANI AVE | Mililani | HI | 96789 | MILILANI GOLF CLUB, INC. | 95-176 KUAHELANI AVENUE | Mililani | HI | 96789 | R-3 | 1986-10-06 | Permanently Out of Use | 1997-12-11 | 2000 | Gasoline
9-201532 | MILILANI GOLF COURSE | 95-176 KUAHELANI AVE | Mililani | HI | 96789 | MILILANI GOLF CLUB, INC. | 95-176 KUAHELANI AVENUE | Mililani | HI | 96789 | R-1 | 1966-04-17 | Permanently Out of Use | 1986-12-01 | 1000 | Gasoline
9-200130 | C&CH PEARL CITY CORP YARD | 952 3RD ST | Pearl City | HI | 96782 | C&C HNL - DEPT. OF FACILITY MAINTENANCE | AUTOMOTIVE SERVICES DIVISION 1000 ULUOHIA ST, SUITE 215 | Pearl City | HI | 96782 | 6 | 1988-09-22 | Currently in Use |  | 550 | Other
9-200130 | C&CH PEARL CITY CORP YARD | 952 3RD ST | Pearl City | HI | 96782 | C&C HNL - DEPT. OF FACILITY MAINTENANCE | AUTOMOTIVE SERVICES DIVISION 1000 ULUOHIA ST, SUITE 215 | Pearl City | HI | 96782 | 9 | 1989-10-01 | Currently In Use |  | 1000 | Used Oil
9-200130 | C&CH PEARL CITY CORP YARD | 952 3RD ST | Pearl City | HI | 96782 | C&C HNL - DEPT. OF FACILITY MAINTENANCE | AUTOMOTIVE SERVICES DIVISION 1000 ULUOHIA ST, SUITE 215 | Pearl City | HI | 96782 | 7 | 1988-09-22 | Currently in Use |  | 550 | Other
9-200130 | C&CH PEARL CITY CORP YARD | 952 3RD ST | Pearl City | HI | 96782 | C&C HNL - DEPT. OF FACILITY MAINTENANCE | AUTOMOTIVE SERVICES DIVISION 1000 ULUOHIA ST, SUITE 215 | Pearl City | HI | 96782 | 5 | 1988-09-22 | Currently in Use |  | 550 | Used Oil
9-200130 | C&CH PEARL CITY CORP YARD | 952 3RD ST | Pearl City | HI | 96782 | C&C HNL - DEPT. OF FACILITY MAINTENANCE | AUTOMOTIVE SERVICES DIVISION 1000 ULUOHIA ST, SUITE 215 | Pearl City | HI | 96782 | 3 | 1988-09-22 | Currently In Use |  | 6000 | Diesel
9-200130 | C&CH PEARL CITY CORP YARD | 952 3RD ST | Pearl City | HI | 96782 | C&C HNL - DEPT. OF FACILITY MAINTENANCE | AUTOMOTIVE SERVICES DIVISION 1000 ULUOHIA ST, SUITE 215 | Pearl City | HI | 96782 | 2 | 1988-09-22 | Currently In Use |  | 4000 | Diesel
9-200130 | C&CH PEARL CITY CORP YARD | 952 3RD ST | Pearl City | HI | 96782 | C&C HNL - DEPT. OF FACILITY MAINTENANCE | AUTOMOTIVE SERVICES DIVISION 1000 ULUOHIA ST, SUITE 215 | Pearl City | HI | 96782 | 87 | 1988-09-22 | Currently In Use |  | 3000 | Gasoline
9-200130 | C&CH PEARL CITY CORP YARD | 952 3RD ST | Pearl City | HI | 96782 | C&C HNL - DEPT. OF FACILITY MAINTENANCE | AUTOMOTIVE SERVICES DIVISION 1000 ULUOHIA ST, SUITE 215 | Pearl City | HI | 96782 | R-3 | 1968-12-30 | Permanently Out of Use | 1988-02-28 | 1000 | Gasoline
9-200130 | C&CH PEARL CITY CORP YARD | 952 3RD ST | Pearl City | HI | 96782 | C&C HNL - DEPT. OF FACILITY MAINTENANCE | AUTOMOTIVE SERVICES DIVISION 1000 ULUOHIA ST, SUITE 215 | Pearl City | HI | 96782 | 4 | 1988-09-22 | Currently in Use |  | 550 | Used Oil
9-200130 | C&CH PEARL CITY CORP YARD | 952 3RD ST | Pearl City | HI | 96782 | C&C HNL - DEPT. OF FACILITY MAINTENANCE | AUTOMOTIVE SERVICES DIVISION 1000 ULUOHIA ST, SUITE 215 | Pearl City | HI | 96782 | R-2 | 1983-12-30 | Permanently Out of Use | 1988-02-28 | 2000 | Diesel
9-200130 | C&CH PEARL CITY CORP YARD | 952 3RD ST | Pearl City | HI | 96782 | C&C HNL - DEPT. OF FACILITY MAINTENANCE | AUTOMOTIVE SERVICES DIVISION 1000 ULUOHIA ST, SUITE 215 | Pearl City | HI | 96782 | R-1 | 1978-04-16 | Permanently Out of Use | 1988-02-28 | 2000 | Gasoline
9-200130 | C&CH PEARL CITY CORP YARD | 952 3RD ST | Pearl City | HI | 96782 | C&C HNL - DEPT. OF FACILITY MAINTENANCE | AUTOMOTIVE SERVICES DIVISION 1000 ULUOHIA ST, SUITE 215 | Pearl City | HI | 96782 | 8 | 1988-09-22 | Currently in Use |  | 550 | Other
9-200130 | C&CH PEARL CITY CORP YARD | 952 3RD ST | Pearl City | HI | 96782 | City and County of Honolulu | 99-999 Iwaena St | Pearl City | HI | 96782 | 9 | 1989-10-01 | Currently In Use |  | 1000 | Used Oil
9-200130 | C&CH PEARL CITY CORP YARD | 952 3RD ST | Pearl City | HI | 96782 | City and County of Honolulu | 99-999 Iwaena St | Pearl City | HI | 96782 | 4 | 1988-09-22 | Currently in Use |  | 550 | Used Oil
9-200130 | C&CH PEARL CITY CORP YARD | 952 3RD ST | Pearl City | HI | 96782 | City and County of Honolulu | 99-999 Iwaena St | Pearl City | HI | 96782 | 3 | 1988-09-22 | Currently In Use |  | 6000 | Diesel
9-200130 | C&CH PEARL CITY CORP YARD | 952 3RD ST | Pearl City | HI | 96782 | City and County of Honolulu | 99-999 Iwaena St | Pearl City | HI | 96782 | 2 | 1988-09-22 | Currently In Use |  | 4000 | Diesel
9-200130 | C&CH PEARL CITY CORP YARD | 952 3RD ST | Pearl City | HI | 96782 | City and County of Honolulu | 99-999 Iwaena St | Pearl City | HI | 96782 | 87 | 1988-09-22 | Currently In Use |  | 3000 | Gasoline
9-200130 | C&CH PEARL CITY CORP YARD | 952 3RD ST | Pearl City | HI | 96782 | City and County of Honolulu | 99-999 Iwaena St | Pearl City | HI | 96782 | R-3 | 1968-12-30 | Permanently Out of Use | 1988-02-28 | 1000 | Gasoline
9-200130 | C&CH PEARL CITY CORP YARD | 952 3RD ST | Pearl City | HI | 96782 | City and County of Honolulu | 99-999 Iwaena St | Pearl City | HI | 96782 | R-2 | 1983-12-30 | Permanently Out of Use | 1988-02-28 | 2000 | Diesel
9-200130 | C&CH PEARL CITY CORP YARD | 952 3RD ST | Pearl City | HI | 96782 | City and County of Honolulu | 99-999 Iwaena St | Pearl City | HI | 96782 | R-1 | 1978-04-16 | Permanently Out of Use | 1988-02-28 | 2000 | Gasoline
9-200130 | C&CH PEARL CITY CORP YARD | 952 3RD ST | Pearl City | HI | 96782 | City and County of Honolulu | 99-999 Iwaena St | Pearl City | HI | 96782 | 8 | 1988-09-22 | Currently in Use |  | 550 | Other
9-200130 | C&CH PEARL CITY CORP YARD | 952 3RD ST | Pearl City | HI | 96782 | City and County of Honolulu | 99-999 Iwaena St | Pearl City | HI | 96782 | 7 | 1988-09-22 | Currently in Use |  | 550 | Other
9-200130 | C&CH PEARL CITY CORP YARD | 952 3RD ST | Pearl City | HI | 96782 | City and County of Honolulu | 99-999 Iwaena St | Pearl City | HI | 96782 | 5 | 1988-09-22 | Currently in Use |  | 550 | Used Oil
9-200130 | C&CH PEARL CITY CORP YARD | 952 3RD ST | Pearl City | HI | 96782 | City and County of Honolulu | 99-999 Iwaena St | Pearl City | HI | 96782 | 6 | 1988-09-22 | Currently in Use |  | 550 | Other
9-200085 | C&CH MILILANI-WAIPIO FIRE STATION | 95-269 KIPAPA DR | Mililani | HI | 96789 | C&C HNL Fire Dept | 636 South Street | Mililani | HI | 96789 | R-1 | 1973-09-02 | Permanently Out of Use | 1993-09-27 | 500 | Diesel
9-200519 | MILILANI CENTRAL OFFICE | 95-275 KIPAPA DR | Mililani | HI | 96789 | Hawaiian Telcom | P.O. Box 2200 | Mililani | HI | 96789 | M-3 | 1990-12-16 | Currently in Use |  | 2500 | Diesel
9-200519 | MILILANI CENTRAL OFFICE | 95-275 KIPAPA DR | Mililani | HI | 96789 | Hawaiian Telcom | P.O. Box 2200 | Mililani | HI | 96789 | R-002 | 1974-01-07 | Permanently Out of Use | 1990-12-15 | 2500 | Diesel
9-200519 | MILILANI CENTRAL OFFICE | 95-275 KIPAPA DR | Mililani | HI | 96789 | Hawaiian Telcom | P.O. Box 2200 | Mililani | HI | 96789 | R-001 | 1968-11-07 | Permanently Out of Use | 1990-12-15 | 550 | Gasoline
9-201536 | GOODYEAR AUTO SERVICE CENTER 8024 | 95-390 KUAHELANI AVE | Mililani | HI | 96789 | GOODYEAR TIRE & RUBBER CO. | REAL ESTATE - D/824 / 1144 E. MARKET ST | Mililani | HI | 96789 | R-1 | 1984-01-01 | Permanently Out of Use | 1994-07-28 | 500 | Used Oil
9-102507 | VICTORIA WARD LTD | 955 KAWAIAHAO ST | Honolulu | HI | 96800 | VICTORIA WARD LTD | 1210 AUAHI ST / SUITE 115 | Honolulu | HI | 96800 | R-1 |  | Permanently Out of Use | 1992-12-15 | 1000 | Not Listed
9-101936 | T W SYSTEMS | 955 WAIMANU ST | Honolulu | HI | 96814 | T W SYSTEMS, LTD. | 955 WAIMANU ST | Honolulu | HI | 96814 | R-001 |  | Permanently Out of Use |  | 550 | Not Listed
9-603807 | Getta mallick | 95-5572 Mamalahoa Hwy | Naalehu | HI | 96772 | Getta Mallick | 10766 Wilshire Blvd | Naalehu | HI | 96772 | R-T2 |  | Permanently out of Use | 2006-03-28 | 500 | Gasoline
9-603807 | Getta mallick | 95-5572 Mamalahoa Hwy | Naalehu | HI | 96772 | Getta Mallick | 10766 Wilshire Blvd | Naalehu | HI | 96772 | R-T4 |  | Permanently out of Use | 2006-03-28 | 300 | Gasoline
9-603807 | Getta mallick | 95-5572 Mamalahoa Hwy | Naalehu | HI | 96772 | Getta Mallick | 10766 Wilshire Blvd | Naalehu | HI | 96772 | R-T1 |  | Permanently out of Use | 2006-03-27 | 550 | Kerosene
9-601647 | B & E 76 (Fast Fuels II) | 95-5591 MAMALAHOA HWY | Naalehu | HI | 96772 | L.A. SERVICES INC. | P.O. BOX 335 | Naalehu | HI | 96772 | R-3 | 1971-05-07 | Permanently Out of Use | 1998-10-13 | 4500 | Gasoline
9-601647 | B & E 76 (Fast Fuels II) | 95-5591 MAMALAHOA HWY | Naalehu | HI | 96772 | L.A. SERVICES INC. | P.O. BOX 335 | Naalehu | HI | 96772 | R-4 | 1971-05-07 | Permanently Out of Use | 1998-10-13 | 7500 | Gasoline
9-601647 | B & E 76 (Fast Fuels II) | 95-5591 MAMALAHOA HWY | Naalehu | HI | 96772 | L.A. SERVICES INC. | P.O. BOX 335 | Naalehu | HI | 96772 | 1 | 1999-10-01 | Currently In Use |  | 12000 | Gasohol
9-601647 | B & E 76 (Fast Fuels II) | 95-5591 MAMALAHOA HWY | Naalehu | HI | 96772 | L.A. SERVICES INC. | P.O. BOX 335 | Naalehu | HI | 96772 | 2 | 1999-10-01 | Currently In Use |  | 10000 | Gasohol
9-601647 | B & E 76 (Fast Fuels II) | 95-5591 MAMALAHOA HWY | Naalehu | HI | 96772 | L.A. SERVICES INC. | P.O. BOX 335 | Naalehu | HI | 96772 | 3 | 1999-10-01 | Currently In Use |  | 2000 | Diesel
9-601647 | B & E 76 (Fast Fuels II) | 95-5591 MAMALAHOA HWY | Naalehu | HI | 96772 | L.A. SERVICES INC. | P.O. BOX 335 | Naalehu | HI | 96772 | R-1 | 1971-01-01 | Permanently Out of Use | 1998-10-13 | 1000 | Diesel
9-601647 | B & E 76 (Fast Fuels II) | 95-5591 MAMALAHOA HWY | Naalehu | HI | 96772 | L.A. SERVICES INC. | P.O. BOX 335 | Naalehu | HI | 96772 | R-2 | 1979-01-01 | Permanently Out of Use | 1998-10-13 | 1000 | Gasoline
9-600589 | NAALEHU CENTRAL OFFICE | 95-5670 Mamalahoa Highway | Naalehu | HI | 96772 | Hawaiian Telcom | P.O. Box 2200 | Naalehu | HI | 96772 | M-1 | 1991-12-01 | Currently In Use |  | 550 | Diesel
9-600589 | NAALEHU CENTRAL OFFICE | 95-5670 Mamalahoa Highway | Naalehu | HI | 96772 | Hawaiian Telcom | P.O. Box 2200 | Naalehu | HI | 96772 | R-1 | 1968-05-07 | Permanently Out of Use | 1991-12-10 | 225 | Diesel
9-102896 | VICTORIA WARD LTD | 956 KAWAIAHAO ST | Honolulu | HI | 96814 | VICTORIA WARD LTD | 1210 AUAHI ST / SUITE 115 | Honolulu | HI | 96814 | 1 |  | Permanently Out of Use | 1996-03-25 | 1000 | Diesel
9-203164 | TESORO 2GO #61056 | 95-614 LANIKUHANA ST | Mililani | HI | 96789 | HIE Retail, LLC | 800 Gessner Road, Suite 875 | Mililani | HI | 96789 | 1 | 1995-11-01 | Currently in Use |  | 15154 | Gasohol
9-203164 | TESORO 2GO #61056 | 95-614 LANIKUHANA ST | Mililani | HI | 96789 | HIE Retail, LLC | 800 Gessner Road, Suite 875 | Mililani | HI | 96789 | 2 | 1995-11-01 | Currently in Use |  | 15154 | Gasoline
9-102612 | RAY'S AUTO SERVICE | 959 QUEEN ST | Honolulu | HI | 96814 | RAYMOND TAMURA | RAY'S AUTO SERVICE / 959 QUEEN ST | Honolulu | HI | 96814 | R-1 | 1986-09-30 | Permanently Out of Use | 1993-02-11 | 500 | Used Oil
9-102201 | SONY HAWAII COMPANY | 960 MAPUNAPUNA ST | Honolulu | HI | 96819 | SONY HAWAII COMPANY | 960 MAPUNAPUNA ST | Honolulu | HI | 96819 | R-2 | 1966-10-18 | Permanently Out of Use |  | 1057 | Diesel
9-102201 | SONY HAWAII COMPANY | 960 MAPUNAPUNA ST | Honolulu | HI | 96819 | SONY HAWAII COMPANY | 960 MAPUNAPUNA ST | Honolulu | HI | 96819 | R-1 | 1966-10-18 | Permanently Out of Use |  | 2670 | Gasoline
9-203093 | LEEWARD COMMUNITY COLLEGE | 96-045 ALA IKE ST | Pearl City | HI | 96782 | STATE DOE - LEEWARD COMMUNITY COLLEGE | 96-045 ALA IKE ST | Pearl City | HI | 96782 | R-1 | 1979-01-01 | Permanently Out of Use | 1995-08-01 | 550 | Used Oil
9-600472 | Ka'u Gas | 96-1155 KAMANI ST | Pahala | HI | 96777 | Ka'u Gas | 94-130 Kaholo Pl. | Pahala | HI | 96777 | R-1 | 1967-04-24 | Permanently Out of Use | 1990-06-26 | 6000 | Gasoline
9-600472 | Ka'u Gas | 96-1155 KAMANI ST | Pahala | HI | 96777 | Ka'u Gas | 94-130 Kaholo Pl. | Pahala | HI | 96777 | R-2 | 1967-04-24 | Permanently Out of Use | 1990-06-26 | 6000 | Gasoline
9-600472 | Ka'u Gas | 96-1155 KAMANI ST | Pahala | HI | 96777 | Ka'u Gas | 94-130 Kaholo Pl. | Pahala | HI | 96777 | 1 | 1990-07-02 | Currently In Use |  | 8000 | Gasoline
9-600472 | Ka'u Gas | 96-1155 KAMANI ST | Pahala | HI | 96777 | Ka'u Gas | 94-130 Kaholo Pl. | Pahala | HI | 96777 | 2 | 1990-07-02 | Currently In Use |  | 8000 | Gasoline
9-201057 | MOBILIZATION & TRAINING EQUIPMENT SITE (M | 96-117 WAIHONA ST | Pearl City | HI | 96782 | STATE DOD - ARMY NATIONAL GUARD | 3949 DIAMOND HEAD ROAD | Pearl City | HI | 96782 | R-2 | 1985-04-21 | Permanently Out of Use | 1997-04-01 | 3000 | Diesel
9-201057 | MOBILIZATION & TRAINING EQUIPMENT SITE (M | 96-117 WAIHONA ST | Pearl City | HI | 96782 | STATE DOD - ARMY NATIONAL GUARD | 3949 DIAMOND HEAD ROAD | Pearl City | HI | 96782 | R-1 | 1985-04-21 | Permanently Out of Use | 1997-04-01 | 3000 | Gasoline
9-201847 | PEARL CITY ARMORY MATES | 96-1176 WAIHONA ST | Pearl City | HI | 96782 | STATE DOD - ARMY NATIONAL GUARD | 3949 DIAMOND HEAD ROAD | Pearl City | HI | 96782 | R-2 | 1964-12-01 | Permanently Out of Use | 1987-01-01 | 5000 | Diesel
9-201847 | PEARL CITY ARMORY MATES | 96-1176 WAIHONA ST | Pearl City | HI | 96782 | STATE DOD - ARMY NATIONAL GUARD | 3949 DIAMOND HEAD ROAD | Pearl City | HI | 96782 | R-1 | 1964-12-01 | Permanently Out of Use | 1987-01-01 | 5000 | Gasoline
9-603079 | LEE'S SERVICE STATION | 96-1185 KAMANI ST | Pahala | HI | 96777 | LILY Z. LEE / DEXTER LEE | P.O. BOX 44 | Pahala | HI | 96777 | R-1 | 1969-12-30 | Permanently Out of Use | 1995-06-01 | 5000 | Gasoline
9-603079 | LEE'S SERVICE STATION | 96-1185 KAMANI ST | Pahala | HI | 96777 | LILY Z. LEE / DEXTER LEE | P.O. BOX 44 | Pahala | HI | 96777 | R-5 | 1970-12-30 | Permanently Out of Use | 1995-06-01 | 550 | Gasoline
9-603079 | LEE'S SERVICE STATION | 96-1185 KAMANI ST | Pahala | HI | 96777 | LILY Z. LEE / DEXTER LEE | P.O. BOX 44 | Pahala | HI | 96777 | R-3 | 1970-12-30 | Permanently Out of Use | 1995-06-01 | 2000 | Gasoline
9-603079 | LEE'S SERVICE STATION | 96-1185 KAMANI ST | Pahala | HI | 96777 | LILY Z. LEE / DEXTER LEE | P.O. BOX 44 | Pahala | HI | 96777 | R-4 | 1970-12-30 | Permanently Out of Use | 1995-06-01 | 2000 | Gasoline
9-603079 | LEE'S SERVICE STATION | 96-1185 KAMANI ST | Pahala | HI | 96777 | LILY Z. LEE / DEXTER LEE | P.O. BOX 44 | Pahala | HI | 96777 | R-2 | 1969-12-30 | Permanently Out of Use | 1995-06-01 | 6000 | Gasoline
9-201973 | HONOLULU RECYCLING COMPANY | 96-1268 WAIHONA ST | Pearl City | HI | 96782 | PELCO INC H.R.C. | 94-321 LEONUI St | Pearl City | HI | 96782 | R-1 | 1986-05-11 | Permanently Out of Use | 1990-04-11 | 20000 | Diesel
9-200866 | NO KA OI TERMITE & PEST CONTROL | 96-1272 WAIHONA ST, UNIT #1 | Pearl City | HI | 96782 | NO KA OI TERMITE & PEST CONTROL | 96-1272 WAIHONA ST.,UNIT #1 | Pearl City | HI | 96782 | R-1 | 1981-05-09 | Permanently Out of Use | 1998-06-30 | 6000 | Gasoline
9-203143 | HAWAIIAN HOUSEWARES, LTD | 96-1282 WAIHONA ST | Pearl City | HI | 96782 | HAWAIIAN HOUSEWARES, LTD | 96-1282 WAIHONA ST | Pearl City | HI | 96782 | R-1 | 1986-01-01 | Permanently Out of Use | 1996-02-06 | 1000 | Gasoline
9-203143 | HAWAIIAN HOUSEWARES, LTD | 96-1282 WAIHONA ST | Pearl City | HI | 96782 | HAWAIIAN HOUSEWARES, LTD | 96-1282 WAIHONA ST | Pearl City | HI | 96782 | R-2 | 1986-01-01 | Permanently Out of Use | 1996-02-06 | 1000 | Diesel
9-201813 | KURIHARA PAINTING CO., LTD. | 96-1354 WAIHONA ST | Pearl City | HI | 96782 | KURIHARA PAINTING CO., LTD. | 96-1354 WAIHONA ST | Pearl City | HI | 96782 | R-1 |  | Permanently Out of Use | 1990-09-25 | 1000 | Gasoline
9-103316 | AMERICAN FENCE | 96-1373 WAIHONA ST | Pearl City | HI | 96782 | AMERICAN FENCE | 96-1373 WAIHONA ST | Pearl City | HI | 96782 | R-1 |  | Permanently Out of Use | 1998-06-01 | 2000 | Gasoline
9-202512 | S & M SAKAMOTO, INC | 96-1385 WAIHONA ST. | Pearl City | HI | 96782 | Stanely A. Wada Revocable Trust | 99-1245 Waioua Place | Pearl City | HI | 96782 | r-1 | 1991-09-30 | Permanently Out of Use | 2004-12-26 | 2500 | Gasoline
9-200755 | SPRINT PEARL CITY, HI SWITCH | 96-1402 WAIHONA PL. | Pearl City | HI | 96782 | US SPRINT COMMUNICATIONS CO. | P.O. Box 7501 | Pearl City | HI | 96782 | M-1 | 1984-07-31 | Currently In Use |  | 6300 | Diesel
9-200755 | SPRINT PEARL CITY, HI SWITCH | 96-1402 WAIHONA PL. | Pearl City | HI | 96782 | Spribt Environmental | P.O. Box 7994 | Pearl City | HI | 96782 | M-1 | 1984-07-31 | Currently In Use |  | 6300 | Diesel
9-200208 | FLUID SYSTEMS HAWAII, INC. | 96-1407 WAIHONA PL | Pearl City | HI | 96782 | COMMERCIAL ELECTRIC, INC. | 516 GRANT WAY | Pearl City | HI | 96782 | R-2 | 1979-08-01 | Permanently Out of Use | 1992-08-04 | 1000 | Diesel
9-200208 | FLUID SYSTEMS HAWAII, INC. | 96-1407 WAIHONA PL | Pearl City | HI | 96782 | COMMERCIAL ELECTRIC, INC. | 516 GRANT WAY | Pearl City | HI | 96782 | R-1 | 1979-08-01 | Permanently Out of Use | 1992-08-04 | 1000 | Gasoline
9-201734 | PEARL CITY EARTH STATION AT&T | 96-1408 WAIHONA PL | Pearl City | HI | 96782 | PEARL CITY EARTH STATION A T & T | 96-1408 WAIHONA PLACE | Pearl City | HI | 96782 | R-1 | 1985-10-30 | Permanently Out of Use | 1997-09-02 | 4000 | Diesel
9-200222 | FEWELL GEOTECHNICAL ENGINEERING, | 96-1416 WAIHONA PL | Pearl City | HI | 96782 | BARNEY SCHEDELL | 1613 ENCINO DRIVE | Pearl City | HI | 96782 | R-2 | 1981-01-30 | Permanently Out of Use | 1991-11-20 | 5000 | Gasoline
9-200222 | FEWELL GEOTECHNICAL ENGINEERING, | 96-1416 WAIHONA PL | Pearl City | HI | 96782 | BARNEY SCHEDELL | 1613 ENCINO DRIVE | Pearl City | HI | 96782 | R-1 | 1981-01-30 | Permanently Out of Use | 1991-11-22 | 10000 | Diesel
9-101574 | RICHARD TOM | 963 ROBELLO LN | Honolulu | HI | 96817 | UNOCAL CORPORATION | 3915 Mission Avenue #7416 | Honolulu | HI | 96817 | R-A | 1969-08-20 | Permanently Out of Use | 1998-05-21 | 550 | Gasoline
9-101574 | RICHARD TOM | 963 ROBELLO LN | Honolulu | HI | 96817 | UNOCAL CORPORATION | 3915 Mission Avenue #7416 | Honolulu | HI | 96817 | R-B | 1969-08-20 | Permanently Out of Use | 1998-06-01 | 550 | Heating Oil
9-600593 | PAHALA CENTRAL OFFICE | 96-3218 Maile St | Pahala | HI | 96777 | Hawaiian Telcom | P.O. Box 2200 | Pahala | HI | 96777 | M-2 | 1988-03-24 | Currently In Use |  | 550 | Diesel
9-600593 | PAHALA CENTRAL OFFICE | 96-3218 Maile St | Pahala | HI | 96777 | Hawaiian Telcom | P.O. Box 2200 | Pahala | HI | 96777 | R-1 | 1967-05-08 | Permanently Out of Use | 1987-07-30 | 120 | Gasoline
9-600900 | ML MACADAMIA ORCHARDS LP dba Pahala Garage | 96-3218 PIKAKE ST | Pahala | HI | 96777 | KA'U AGRIBUSINESS CO. INC. | P.O. BOX 130 | Pahala | HI | 96777 | R-G3 | 1966-04-21 | Permanently Out of Use | 1988-11-30 | 5900 | Diesel
9-600900 | ML MACADAMIA ORCHARDS LP dba Pahala Garage | 96-3218 PIKAKE ST | Pahala | HI | 96777 | KA'U AGRIBUSINESS CO. INC. | P.O. BOX 130 | Pahala | HI | 96777 | R-G4 | 1966-04-21 | Permanently Out of Use | 1988-11-30 | 5900 | Diesel
9-600900 | ML MACADAMIA ORCHARDS LP dba Pahala Garage | 96-3218 PIKAKE ST | Pahala | HI | 96777 | KA'U AGRIBUSINESS CO. INC. | P.O. BOX 130 | Pahala | HI | 96777 | r-G-1 | 1989-02-28 | Permanently Out of Use | 2004-09-15 | 8000 | Gasoline
9-600900 | ML MACADAMIA ORCHARDS LP dba Pahala Garage | 96-3218 PIKAKE ST | Pahala | HI | 96777 | KA'U AGRIBUSINESS CO. INC. | P.O. BOX 130 | Pahala | HI | 96777 | R-G1 | 1966-04-21 | Permanently Out of Use | 1988-11-30 | 4400 | Kerosene
9-600900 | ML MACADAMIA ORCHARDS LP dba Pahala Garage | 96-3218 PIKAKE ST | Pahala | HI | 96777 | KA'U AGRIBUSINESS CO. INC. | P.O. BOX 130 | Pahala | HI | 96777 | R-G2 | 1966-04-21 | Permanently Out of Use | 1988-11-30 | 5800 | Kerosene
9-702559 | JIMMY'S SERVICE STATION | 9652 KAUMUALII HWY | Waimea | HI | 96796 | JIMMY'S SERVICE STATIN | P.O. BOX 175 | Waimea | HI | 96796 | R-1 | 1960-01-01 | Permanently Out of Use | 1998-12-17 | 500 | Diesel
9-702559 | JIMMY'S SERVICE STATION | 9652 KAUMUALII HWY | Waimea | HI | 96796 | JIMMY'S SERVICE STATIN | P.O. BOX 175 | Waimea | HI | 96796 | R-2 | 1960-01-01 | Permanently Out of Use | 1998-12-17 | 1000 | Gasoline
9-702559 | JIMMY'S SERVICE STATION | 9652 KAUMUALII HWY | Waimea | HI | 96796 | JIMMY'S SERVICE STATIN | P.O. BOX 175 | Waimea | HI | 96796 | R-3 | 1960-01-01 | Permanently Out of Use | 1998-12-17 | 2000 | Gasoline
9-200030 | Mid Pac Petroleum LLC 2705799 | 966 CALIFORNIA AVE | Wahiawa | HI | 96786 | Mid Pac Petroleum LLC | 1100 Alakea Street, 8th floor | Wahiawa | HI | 96786 | R-NA-2 |  | Permanently Out of Use | 1996-12-11 | 2000 | Gasoline
9-200030 | Mid Pac Petroleum LLC 2705799 | 966 CALIFORNIA AVE | Wahiawa | HI | 96786 | Mid Pac Petroleum LLC | 1100 Alakea Street, 8th floor | Wahiawa | HI | 96786 | R-3128-4 | 1967-04-02 | Permanently Out of Use | 1990-03-01 | 550 | Used Oil
9-200030 | Mid Pac Petroleum LLC 2705799 | 966 CALIFORNIA AVE | Wahiawa | HI | 96786 | Mid Pac Petroleum LLC | 1100 Alakea Street, 8th floor | Wahiawa | HI | 96786 | R-3128-2 | 1967-04-02 | Permanently Out of Use | 1990-03-01 | 6000 | Gasoline
9-200030 | Mid Pac Petroleum LLC 2705799 | 966 CALIFORNIA AVE | Wahiawa | HI | 96786 | Mid Pac Petroleum LLC | 1100 Alakea Street, 8th floor | Wahiawa | HI | 96786 | 3128-5 | 1990-04-05 | Currently In Use |  | 12000 | Gasoline
9-200030 | Mid Pac Petroleum LLC 2705799 | 966 CALIFORNIA AVE | Wahiawa | HI | 96786 | Mid Pac Petroleum LLC | 1100 Alakea Street, 8th floor | Wahiawa | HI | 96786 | 3128-6 | 1990-04-05 | Currently In Use |  | 12000 | Gasoline
9-200030 | Mid Pac Petroleum LLC 2705799 | 966 CALIFORNIA AVE | Wahiawa | HI | 96786 | Mid Pac Petroleum LLC | 1100 Alakea Street, 8th floor | Wahiawa | HI | 96786 | R-NA-1 |  | Permanently Out of Use | 1996-12-11 | 2000 | Gasoline
9-200030 | Mid Pac Petroleum LLC 2705799 | 966 CALIFORNIA AVE | Wahiawa | HI | 96786 | Mid Pac Petroleum LLC | 1100 Alakea Street, 8th floor | Wahiawa | HI | 96786 | R-3128-7 | 1990-04-05 | Permanently Out of Use | 1996-11-30 | 520 | Used Oil
9-200030 | Mid Pac Petroleum LLC 2705799 | 966 CALIFORNIA AVE | Wahiawa | HI | 96786 | Mid Pac Petroleum LLC | 1100 Alakea Street, 8th floor | Wahiawa | HI | 96786 | R-3128-1 | 1967-04-05 | Permanently Out of Use | 1990-03-01 | 8000 | Gasoline
9-500400 | MAUI FARMERS COOPERATIVE XCHANGE | 970-B LOWER MAIN ST | Wailuku | HI | 96793 | MAUI FARMERS COOPERATIVE XCHANGE | 970-B LOWER MAIN ST | Wailuku | HI | 96793 | r-2 | 1987-08-21 | Permanently Out of Use | 2005-07-12 | 4000 | Diesel
9-500400 | MAUI FARMERS COOPERATIVE XCHANGE | 970-B LOWER MAIN ST | Wailuku | HI | 96793 | MAUI FARMERS COOPERATIVE XCHANGE | 970-B LOWER MAIN ST | Wailuku | HI | 96793 | R-2 | 1962-01-18 | Permanently Out of Use |  | 2000 | Gasoline
9-500400 | MAUI FARMERS COOPERATIVE XCHANGE | 970-B LOWER MAIN ST | Wailuku | HI | 96793 | MAUI FARMERS COOPERATIVE XCHANGE | 970-B LOWER MAIN ST | Wailuku | HI | 96793 | R-1 | 1962-01-18 | Permanently Out of Use |  | 1000 | Gasoline
9-500400 | MAUI FARMERS COOPERATIVE XCHANGE | 970-B LOWER MAIN ST | Wailuku | HI | 96793 | MAUI FARMERS COOPERATIVE XCHANGE | 970-B LOWER MAIN ST | Wailuku | HI | 96793 | r-1 | 1987-08-21 | Permanently Out of Use | 2005-07-12 | 4000 | Gasoline
9-100076 | C&CH KAIMUKI FIRE STATION | 971 KOKO HEAD AVE | Honolulu | HI | 96816 | C&C HNL Fire Dept | 636 South Street | Honolulu | HI | 96816 | 1 | 1993-10-22 | Currently In Use |  | 1000 | Diesel
9-100076 | C&CH KAIMUKI FIRE STATION | 971 KOKO HEAD AVE | Honolulu | HI | 96816 | C&C HNL Fire Dept | 636 South Street | Honolulu | HI | 96816 | R-1 | 1950-09-02 | Permanently Out of Use | 1993-03-01 | 1000 | Diesel
9-102798 | NAKAMURA INVESTMENT GROUP | 979 ROBELLO LN | Honolulu | HI | 96800 | NAKAMURA INVESTMENT CORP | 1001 Dillingham Blvd. Suite 208 | Honolulu | HI | 96800 | R-1 | 1960-12-30 | Permanently Out of Use | 1992-04-22 | 1000 | GASOLINE
9-102728 | CENTURY AVIATION (PMID 009108) | 98 KAPALULU PL | Honolulu | HI | 96819 | STATE DOT - AIRPORTS DIVISION |  | Honolulu | HI | 96819 | R-1 |  | Permanently Out of Use | 1999-01-08 | 1000 | Diesel
9-200188 | CUTTER FORD INC. | 98-015 KAMEHAMEHA HWY | Aiea | HI | 96701 | L. L. MAGBA INC. | 445 SEASIDE AVE. SUITE #3 | Aiea | HI | 96701 | R-2 | 1974-05-02 | Permanently Out of Use | 1992-08-15 | 1000 | Used Oil
9-200188 | CUTTER FORD INC. | 98-015 KAMEHAMEHA HWY | Aiea | HI | 96701 | L. L. MAGBA INC. | 445 SEASIDE AVE. SUITE #3 | Aiea | HI | 96701 | R-1 | 1974-05-02 | Permanently Out of Use | 1992-08-14 | 5000 | Gasoline
9-202405 | PEERLESS ROOFING COMPANY, LTD | 98-021 KAMEHAMEHA HWY | Aiea | HI | 96701 | F. T. OPPERMAN COMPANY |  | Aiea | HI | 96701 | R-2 |  | Permanently Out of Use | 1991-02-18 | 1000 | Gasoline
9-202211 | WASTE MANAGEMENT OF HAWAII, INC. | 98-021 KAMEHAMEHA HWY | Aiea | HI | 96701 | BFI, INC | 91-310 HANUA ST | Aiea | HI | 96701 | R-1 | 1985-01-30 | Permanently Out of Use | 1993-01-18 | 4000 | Gasoline
9-201476 | BEKINS MOVING & STORAGE CO | 98-021 KAMEHAMEHA HWY | Aiea | HI | 96701 | BEKINS MOVING & STORAGE CO. | 91-241 KALAELOA BLVD | Aiea | HI | 96701 | R-1 | 1966-03-06 | Permanently Out of Use | 1993-03-18 | 3000 | Gasoline
9-202405 | PEERLESS ROOFING COMPANY, LTD | 98-021 KAMEHAMEHA HWY | Aiea | HI | 96701 | F. T. OPPERMAN COMPANY |  | Aiea | HI | 96701 | R-1 |  | Permanently Out of Use | 1991-02-16 | 550 | Diesel
9-202211 | WASTE MANAGEMENT OF HAWAII, INC. | 98-021 KAMEHAMEHA HWY | Aiea | HI | 96701 | BFI, INC | 91-310 HANUA ST | Aiea | HI | 96701 | R-2 | 1985-01-30 | Permanently Out of Use | 1993-01-18 | 10000 | Diesel
9-200829 | M. DYER & SONS, INC. | 98-054 KULEANA RD | Pearl City | HI | 96782 | M. DYER & SONS, INC. | 98-054 KULEANA RD | Pearl City | HI | 96782 | R-1 | 1982-04-09 | Permanently Out of Use | 1997-04-24 | 2000 | Gasoline
9-200829 | M. DYER & SONS, INC. | 98-054 KULEANA RD | Pearl City | HI | 96782 | M. DYER & SONS, INC. | 98-054 KULEANA RD | Pearl City | HI | 96782 | R-2 | 1982-04-09 | Permanently Out of Use | 1997-04-24 | 5000 | Diesel
9-200829 | M. DYER & SONS, INC. | 98-054 KULEANA RD | Pearl City | HI | 96782 | M. DYER & SONS, INC. | 98-054 KULEANA RD | Pearl City | HI | 96782 | R-3 | 1978-04-09 | Permanently Out of Use | 1989-12-11 | 2500 | Not Listed
9-202918 | ISLAND LANDSCAPING | 98-055 KAMEHAMEHA HWY | Aiea | HI | 96701 | ISLAND LANDSCAPING | 98-055 KAMEHAMEHA HWY | Aiea | HI | 96701 | R-1 |  | Permanently Out of Use | 1994-02-25 | 4000 | Gasoline
9-201475 | TONY HONDA PEARLRIDGE | 98-055 KAMEHAMEHA HWY | Aiea | HI | 96701 | TONY HONDA PEARLRIDGE | 98-055 KAMEHAMEHA HWY | Aiea | HI | 96701 | r-1 | 1984-03-19 | Permanently Out of Use | 1998-11-21 | 550 | Other
9-201475 | TONY HONDA PEARLRIDGE | 98-055 KAMEHAMEHA HWY | Aiea | HI | 96701 | TONY HONDA PEARLRIDGE | 98-055 KAMEHAMEHA HWY | Aiea | HI | 96701 | r-2 | 1984-03-19 | Permanently Out of Use | 1998-11-21 | 1000 | Used Oil
9-200293 | AIEA CUE (Formerly Pearl Auto Service & Supply) | 98-064 KAMEHAMEHA HWY | Aiea | HI | 96701 | PEARL AUTO SERVICE & SUPPLY INC. | P.O. BOX 1179 | Aiea | HI | 96701 | R-002 | 1965-03-21 | Permanently Out of Use | 1993-08-27 | 2000 | Gasoline
9-200293 | AIEA CUE (Formerly Pearl Auto Service & Supply) | 98-064 KAMEHAMEHA HWY | Aiea | HI | 96701 | PEARL AUTO SERVICE & SUPPLY INC. | P.O. BOX 1179 | Aiea | HI | 96701 | R-003 | 1971-03-22 | Permanently Out of Use | 1993-09-07 | 6000 | Gasoline
9-200293 | AIEA CUE (Formerly Pearl Auto Service & Supply) | 98-064 KAMEHAMEHA HWY | Aiea | HI | 96701 | PEARL AUTO SERVICE & SUPPLY INC. | P.O. BOX 1179 | Aiea | HI | 96701 | R-004 | 1983-03-22 | Permanently Out of Use | 1993-09-07 | 500 | Used Oil
9-200293 | AIEA CUE (Formerly Pearl Auto Service & Supply) | 98-064 KAMEHAMEHA HWY | Aiea | HI | 96701 | PEARL AUTO SERVICE & SUPPLY INC. | P.O. BOX 1179 | Aiea | HI | 96701 | R-001 | 1965-03-21 | Permanently Out of Use | 1993-08-27 | 2000 | Gasoline
9-200907 | CONTINENTAL INVESTMENT CO. | 98-069 KAMEHAMEHA HWY | Aiea | HI | 96701 | ASSOCIATED STEEL WORKERS, LTD |  | Aiea | HI | 96701 | R-2 |  | Permanently Out of Use | 1992-10-13 | 2000 | Diesel
9-200907 | CONTINENTAL INVESTMENT CO. | 98-069 KAMEHAMEHA HWY | Aiea | HI | 96701 | ASSOCIATED STEEL WORKERS, LTD |  | Aiea | HI | 96701 | R-1 | 1966-04-28 | Permanently Out of Use | 1992-10-13 | 1000 | Gasoline
9-200907 | CONTINENTAL INVESTMENT CO. | 98-069 KAMEHAMEHA HWY | Aiea | HI | 96701 | ASSOCIATED STEEL WORKERS, LTD |  | Aiea | HI | 96701 | R-3 |  | Permanently Out of Use | 1992-10-13 | 1000 | Diesel
9-200359 | VOLVO HAWAII | 98-075 KAMEHAMEHA HWY | Aiea | HI | 96701 | JIM SLEMONS HAWAII INC. | 98-075 KAMEHAMEHA HWY | Aiea | HI | 96701 | R-1 | 1978-05-19 | Permanently Out of Use | 1998-09-12 | 550 | Used Oil
9-201889 | SHELL SERVICE STATION | 98-080 KAMEHAMEHA HWY | Aiea | HI | 96701 | EQUILON ENTERPRISES, LLC DBA SHELL OIL PRODUCTS US | 2555 13TH AVE, SW | Aiea | HI | 96701 | R-1 | 1985-04-22 | Permanently Out of Use | 2003-03-25 | 10000 | Gasoline
9-201889 | SHELL SERVICE STATION | 98-080 KAMEHAMEHA HWY | Aiea | HI | 96701 | EQUILON ENTERPRISES, LLC DBA SHELL OIL PRODUCTS US | 2555 13TH AVE, SW | Aiea | HI | 96701 | R-3 | 1985-04-22 | Permanently Out of Use | 2003-03-25 | 10000 | Gasoline
9-201889 | SHELL SERVICE STATION | 98-080 KAMEHAMEHA HWY | Aiea | HI | 96701 | EQUILON ENTERPRISES, LLC DBA SHELL OIL PRODUCTS US | 2555 13TH AVE, SW | Aiea | HI | 96701 | R-4 | 1985-04-22 | Permanently Out of Use | 2003-03-25 | 550 | Used Oil
9-201889 | SHELL SERVICE STATION | 98-080 KAMEHAMEHA HWY | Aiea | HI | 96701 | EQUILON ENTERPRISES, LLC DBA SHELL OIL PRODUCTS US | 2555 13TH AVE, SW | Aiea | HI | 96701 | R-2 | 1985-04-22 | Permanently Out of Use | 2003-03-25 | 10000 | Gasoline
9-202700 | ASSOCIATED STEEL WORKERS, LTD | 98-085 KAMEHAMEHA HWY | Aiea | HI | 96701 | ASSOCIATED STEEL WORKERS, LTD | 98-085 KAMEHAMEHA HIGHWAY | Aiea | HI | 96701 | R-1 |  | Permanently Out of Use | 1992-10-12 | 2000 | Diesel
9-202700 | ASSOCIATED STEEL WORKERS, LTD | 98-085 KAMEHAMEHA HWY | Aiea | HI | 96701 | ASSOCIATED STEEL WORKERS, LTD | 98-085 KAMEHAMEHA HIGHWAY | Aiea | HI | 96701 | R-2 |  | Permanently Out of Use | 1992-10-12 | 1000 | Gasoline
9-202700 | ASSOCIATED STEEL WORKERS, LTD | 98-085 KAMEHAMEHA HWY | Aiea | HI | 96701 | ASSOCIATED STEEL WORKERS, LTD | 98-085 KAMEHAMEHA HIGHWAY | Aiea | HI | 96701 | R-3 |  | Permanently Out of Use | 1992-10-12 | 1000 | Diesel
9-201541 | J C PENNEY CO., INC. | 98-1025 MOANALUA RD | Aiea | HI | 96701 | J.C. PENNEY | P.O. BOX 10001 | Aiea | HI | 96701 | R-003 |  | Permanently Out of Use | 1982-02-01 | 10000 | Gasoline
9-201541 | J C PENNEY CO., INC. | 98-1025 MOANALUA RD | Aiea | HI | 96701 | J.C. PENNEY | P.O. BOX 10001 | Aiea | HI | 96701 | R-002 |  | Permanently Out of Use | 1982-02-01 | 10000 | Gasoline
9-201541 | J C PENNEY CO., INC. | 98-1025 MOANALUA RD | Aiea | HI | 96701 | J.C. PENNEY | P.O. BOX 10001 | Aiea | HI | 96701 | R-001 |  | Permanently Out of Use | 1982-02-01 | 10000 | Gasoline
9-201541 | J C PENNEY CO., INC. | 98-1025 MOANALUA RD | Aiea | HI | 96701 | J.C. PENNEY | P.O. BOX 10001 | Aiea | HI | 96701 | R-4 |  | Permanently Out of Use | 1994-10-06 | 550 | Used Oil
9-201270 | WAIMALU CHEVRON SERVICE | 98-104 KANUKU ST | Aiea | HI | 96701 | CHEVRON PRODUCTS COMPANY | 91-480 MALAKOLE ST. | Aiea | HI | 96701 | R-4 | 1982-07-18 | Permanently Out of Use | 1989-02-16 | 10000 | Diesel
9-201270 | WAIMALU CHEVRON SERVICE | 98-104 KANUKU ST | Aiea | HI | 96701 | CHEVRON PRODUCTS COMPANY | 91-480 MALAKOLE ST. | Aiea | HI | 96701 | R-2 | 1982-07-18 | Permanently Out of Use | 1989-02-16 | 10000 | Gasoline
9-201270 | WAIMALU CHEVRON SERVICE | 98-104 KANUKU ST | Aiea | HI | 96701 | CHEVRON PRODUCTS COMPANY | 91-480 MALAKOLE ST. | Aiea | HI | 96701 | R-3 | 1982-07-18 | Permanently Out of Use | 1989-02-16 | 10000 | Gasoline
9-201270 | WAIMALU CHEVRON SERVICE | 98-104 KANUKU ST | Aiea | HI | 96701 | CHEVRON PRODUCTS COMPANY | 91-480 MALAKOLE ST. | Aiea | HI | 96701 | R-1 | 1982-07-18 | Permanently Out of Use | 1989-02-16 | 10000 | Gasoline
9-201270 | WAIMALU CHEVRON SERVICE | 98-104 KANUKU ST | Aiea | HI | 96701 | CHEVRON PRODUCTS COMPANY | 91-480 MALAKOLE ST. | Aiea | HI | 96701 | R-5 | 1982-07-18 | Permanently Out of Use | 1989-02-16 | 1000 | Used Oil
9-201727 | PALI MOMI MEDICAL CENTER | 98-1079 MOANALUA RD | Aiea | HI | 96701 | Pali Momi Medical Center | 98-1079 Moanalua Road | Aiea | HI | 96701 | M-1 | 1988-01-01 | Currently In Use |  | 10000 | Diesel
9-200095 | C&CH WAIAU (PEARLRIDGE) FIRE STATION | 98-1109 KOMO MAI DR | Pearl City | HI | 96782 | C&C HNL Fire Dept | 636 South Street | Pearl City | HI | 96782 | 1 | 1981-06-01 | Currently in Use |  | 6000 | Diesel
9-201226 | FUJI'S CHEVRON SS 93970 | 98-121 KAMEHAMEHA HWY | Aiea | HI | 96701 | CHEVRON PRODUCTS COMPANY | Attn Permit Desk PO Box 6004 | Aiea | HI | 96701 | 87M | 1983-07-19 | Currently in Use |  | 10000 | Gasoline
9-201226 | FUJI'S CHEVRON SS 93970 | 98-121 KAMEHAMEHA HWY | Aiea | HI | 96701 | CHEVRON PRODUCTS COMPANY | Attn Permit Desk PO Box 6004 | Aiea | HI | 96701 | R-4 | 1983-07-19 | Permanently Out of Use | 1991-10-01 | 1000 | Used Oil
9-201226 | FUJI'S CHEVRON SS 93970 | 98-121 KAMEHAMEHA HWY | Aiea | HI | 96701 | CHEVRON PRODUCTS COMPANY | Attn Permit Desk PO Box 6004 | Aiea | HI | 96701 | 92 | 1983-07-19 | Currently in Use |  | 10000 | Gasoline
9-201226 | FUJI'S CHEVRON SS 93970 | 98-121 KAMEHAMEHA HWY | Aiea | HI | 96701 | CHEVRON PRODUCTS COMPANY | Attn Permit Desk PO Box 6004 | Aiea | HI | 96701 | 87S | 1983-07-19 | Currently in Use |  | 10000 | Gasoline
9-201529 | HI-GRADE PLUMBING, INC. | 98-121 LIPOA PL | Aiea | HI | 96701 | HI-GRADE PLUMBING, INC. | 98-121 LIPOA PLACE | Aiea | HI | 96701 | R-3 |  | Permanently Out of Use | 2002-01-28 | 1000 | Gasoline
9-201529 | HI-GRADE PLUMBING, INC. | 98-121 LIPOA PL | Aiea | HI | 96701 | HI-GRADE PLUMBING, INC. | 98-121 LIPOA PLACE | Aiea | HI | 96701 | R-1 | 1979-05-15 | Permanently Out of Use | 2002-01-28 | 1000 | Gasoline
9-201529 | HI-GRADE PLUMBING, INC. | 98-121 LIPOA PL | Aiea | HI | 96701 | HI-GRADE PLUMBING, INC. | 98-121 LIPOA PLACE | Aiea | HI | 96701 | R-2 | 1974-05-14 | Permanently Out of Use | 2002-01-28 | 1000 | Gasoline
9-200073 | C&CH AIEA FIRE STATION | 98-1239 ULUNE ST | Honolulu | HI | 96825 | C&C HNL Fire Dept | 636 South Street | Honolulu | HI | 96825 | R-1 | 1967-01-01 | Permanently Out of Use | 1992-08-01 | 1000 | Diesel
9-200073 | C&CH AIEA FIRE STATION | 98-1239 ULUNE ST | Honolulu | HI | 96825 | C&C HNL Fire Dept | 636 South Street | Honolulu | HI | 96825 | 1A | 1992-09-01 | Currently In Use |  | 1000 | Diesel
9-200921 | Waimalu 76 - Seven Eleven | 98-1277 KAAHUMANU ST | Aiea | HI | 96701 | TESORO HAWAII CORPORATION | 1311 Palama St | Aiea | HI | 96701 | r-87 | 1996-12-01 | Permanently out of Use | 2008-11-24 | 12000 | Gasoline
9-200921 | Waimalu 76 - Seven Eleven | 98-1277 KAAHUMANU ST | Aiea | HI | 96701 | TESORO HAWAII CORPORATION | 1311 Palama St | Aiea | HI | 96701 | r-92 | 1996-12-01 | Permanently out of Use | 2008-11-24 | 12000 | Gasoline
9-200921 | Waimalu 76 - Seven Eleven | 98-1277 KAAHUMANU ST | Aiea | HI | 96701 | TESORO HAWAII CORPORATION | 1311 Palama St | Aiea | HI | 96701 | R-3 | 1985-05-06 | Permanently Out of Use | 1996-08-05 | 10000 | Gasoline
9-200921 | Waimalu 76 - Seven Eleven | 98-1277 KAAHUMANU ST | Aiea | HI | 96701 | TESORO HAWAII CORPORATION | 1311 Palama St | Aiea | HI | 96701 | 2a | 2009-01-20 | Currently in Use |  | 7000 | Gasoline
9-201535 | GOODYEAR AUTO SERVICE CENTER 8023 | 98-1277 KAAHUMANU ST | Aiea | HI | 96701 | GOODYEAR TIRE & RUBBER CO. |  | Aiea | HI | 96701 | R-1 | 1975-01-01 | Permanently Out of Use | 1995-08-04 | 560 | Used Oil
9-200921 | Waimalu 76 - Seven Eleven | 98-1277 KAAHUMANU ST | Aiea | HI | 96701 | TESORO HAWAII CORPORATION | 1311 Palama St | Aiea | HI | 96701 | R-1 | 1974-05-06 | Permanently Out of Use | 1996-08-05 | 12000 | Gasoline
9-200921 | Waimalu 76 - Seven Eleven | 98-1277 KAAHUMANU ST | Aiea | HI | 96701 | TESORO HAWAII CORPORATION | 1311 Palama St | Aiea | HI | 96701 | R-2 | 1974-05-06 | Permanently Out of Use | 1996-08-05 | 12000 | Gasoline
9-200921 | Waimalu 76 - Seven Eleven | 98-1277 KAAHUMANU ST | Aiea | HI | 96701 | TESORO HAWAII CORPORATION | 1311 Palama St | Aiea | HI | 96701 | 1 | 2009-01-20 | Currently in Use |  | 15000 | Gasoline
9-200921 | Waimalu 76 - Seven Eleven | 98-1277 KAAHUMANU ST | Aiea | HI | 96701 | TESORO HAWAII CORPORATION | 1311 Palama St | Aiea | HI | 96701 | 2b | 2009-01-20 | Currently in Use |  | 5000 | Diesel
9-200921 | Waimalu 76 - Seven Eleven | 98-1277 KAAHUMANU ST | Aiea | HI | 96701 | Mid Pac Petroleum LLC | 1100 Alakea Street, 8th floor | Aiea | HI | 96701 | R-1 | 1974-05-06 | Permanently Out of Use | 1996-08-05 | 12000 | Gasoline
9-200921 | Waimalu 76 - Seven Eleven | 98-1277 KAAHUMANU ST | Aiea | HI | 96701 | Tesoro Refining & Marketing Company, LLC | 3450 S. 344th Way, Suite 201 | Aiea | HI | 96701 | 2a | 2009-01-20 | Currently in Use |  | 7000 | Gasoline
9-200921 | Waimalu 76 - Seven Eleven | 98-1277 KAAHUMANU ST | Aiea | HI | 96701 | Tesoro Refining & Marketing Company, LLC | 3450 S. 344th Way, Suite 201 | Aiea | HI | 96701 | 1 | 2009-01-20 | Currently in Use |  | 15000 | Gasoline
9-200921 | Waimalu 76 - Seven Eleven | 98-1277 KAAHUMANU ST | Aiea | HI | 96701 | Tesoro Refining & Marketing Company, LLC | 3450 S. 344th Way, Suite 201 | Aiea | HI | 96701 | r-87 | 1996-12-01 | Permanently out of Use | 2008-11-24 | 12000 | Gasoline
9-200921 | Waimalu 76 - Seven Eleven | 98-1277 KAAHUMANU ST | Aiea | HI | 96701 | Tesoro Refining & Marketing Company, LLC | 3450 S. 344th Way, Suite 201 | Aiea | HI | 96701 | r-92 | 1996-12-01 | Permanently out of Use | 2008-11-24 | 12000 | Gasoline
9-200921 | Waimalu 76 - Seven Eleven | 98-1277 KAAHUMANU ST | Aiea | HI | 96701 | Tesoro Refining & Marketing Company, LLC | 3450 S. 344th Way, Suite 201 | Aiea | HI | 96701 | R-3 | 1985-05-06 | Permanently Out of Use | 1996-08-05 | 10000 | Gasoline
9-200921 | Waimalu 76 - Seven Eleven | 98-1277 KAAHUMANU ST | Aiea | HI | 96701 | Tesoro Refining & Marketing Company, LLC | 3450 S. 344th Way, Suite 201 | Aiea | HI | 96701 | 2b | 2009-01-20 | Currently in Use |  | 5000 | Diesel
9-200921 | Waimalu 76 - Seven Eleven | 98-1277 KAAHUMANU ST | Aiea | HI | 96701 | Tesoro Refining & Marketing Company, LLC | 3450 S. 344th Way, Suite 201 | Aiea | HI | 96701 | R-1 | 1974-05-06 | Permanently Out of Use | 1996-08-05 | 12000 | Gasoline
9-200921 | Waimalu 76 - Seven Eleven | 98-1277 KAAHUMANU ST | Aiea | HI | 96701 | Mid Pac Petroleum LLC | 1100 Alakea Street, 8th floor | Aiea | HI | 96701 | 2b | 2009-01-20 | Currently in Use |  | 5000 | Diesel
9-200921 | Waimalu 76 - Seven Eleven | 98-1277 KAAHUMANU ST | Aiea | HI | 96701 | Mid Pac Petroleum LLC | 1100 Alakea Street, 8th floor | Aiea | HI | 96701 | 2a | 2009-01-20 | Currently in Use |  | 7000 | Gasoline
9-200921 | Waimalu 76 - Seven Eleven | 98-1277 KAAHUMANU ST | Aiea | HI | 96701 | Mid Pac Petroleum LLC | 1100 Alakea Street, 8th floor | Aiea | HI | 96701 | 1 | 2009-01-20 | Currently in Use |  | 15000 | Gasoline
9-200921 | Waimalu 76 - Seven Eleven | 98-1277 KAAHUMANU ST | Aiea | HI | 96701 | Mid Pac Petroleum LLC | 1100 Alakea Street, 8th floor | Aiea | HI | 96701 | r-87 | 1996-12-01 | Permanently out of Use | 2008-11-24 | 12000 | Gasoline
9-200921 | Waimalu 76 - Seven Eleven | 98-1277 KAAHUMANU ST | Aiea | HI | 96701 | Mid Pac Petroleum LLC | 1100 Alakea Street, 8th floor | Aiea | HI | 96701 | r-92 | 1996-12-01 | Permanently out of Use | 2008-11-24 | 12000 | Gasoline
9-200921 | Waimalu 76 - Seven Eleven | 98-1277 KAAHUMANU ST | Aiea | HI | 96701 | Mid Pac Petroleum LLC | 1100 Alakea Street, 8th floor | Aiea | HI | 96701 | R-3 | 1985-05-06 | Permanently Out of Use | 1996-08-05 | 10000 | Gasoline
9-200921 | Waimalu 76 - Seven Eleven | 98-1277 KAAHUMANU ST | Aiea | HI | 96701 | Mid Pac Petroleum LLC | 1100 Alakea Street, 8th floor | Aiea | HI | 96701 | R-2 | 1974-05-06 | Permanently Out of Use | 1996-08-05 | 12000 | Gasoline
9-200921 | Waimalu 76 - Seven Eleven | 98-1277 KAAHUMANU ST | Aiea | HI | 96701 | Tesoro Refining & Marketing Company, LLC | 3450 S. 344th Way, Suite 201 | Aiea | HI | 96701 | R-2 | 1974-05-06 | Permanently Out of Use | 1996-08-05 | 12000 | Gasoline
9-200311 | Pearl City Shell | 98-135 KAMEHAMEHA HWY | Aiea | HI | 96701 | ALOHA PETROLEUM, LTD. | 1132 BISHOP STREET, SUITE 1700 | Aiea | HI | 96701 | 2 | 1990-01-24 | Currently in Use |  | 12000 | Gasohol
9-200311 | Pearl City Shell | 98-135 KAMEHAMEHA HWY | Aiea | HI | 96701 | ALOHA PETROLEUM, LTD. | 1132 BISHOP STREET, SUITE 1700 | Aiea | HI | 96701 | 1 | 1990-01-24 | Currently in Use |  | 12000 | Gasohol
9-200311 | Pearl City Shell | 98-135 KAMEHAMEHA HWY | Aiea | HI | 96701 | ALOHA PETROLEUM, LTD. | 1132 BISHOP STREET, SUITE 1700 | Aiea | HI | 96701 | Diesel | 1990-01-24 | Currently in Use |  | 12000 | Diesel
9-200311 | Pearl City Shell | 98-135 KAMEHAMEHA HWY | Aiea | HI | 96701 | ALOHA PETROLEUM, LTD. | 1132 BISHOP STREET, SUITE 1700 | Aiea | HI | 96701 | R-5 | 1963-04-23 | Permanently Out of Use | 1993-06-16 | 550 | Used Oil
9-200311 | Pearl City Shell | 98-135 KAMEHAMEHA HWY | Aiea | HI | 96701 | ALOHA PETROLEUM, LTD. | 1132 BISHOP STREET, SUITE 1700 | Aiea | HI | 96701 | R-4 | 1963-12-30 | Permanently Out of Use | 1989-11-07 | 8000 | Gasoline
9-200311 | Pearl City Shell | 98-135 KAMEHAMEHA HWY | Aiea | HI | 96701 | ALOHA PETROLEUM, LTD. | 1132 BISHOP STREET, SUITE 1700 | Aiea | HI | 96701 | R-2 | 1963-12-30 | Permanently Out of Use | 1989-11-07 | 6000 | Gasoline
9-200311 | Pearl City Shell | 98-135 KAMEHAMEHA HWY | Aiea | HI | 96701 | ALOHA PETROLEUM, LTD. | 1132 BISHOP STREET, SUITE 1700 | Aiea | HI | 96701 | R-1 | 1963-04-23 | Permanently Out of Use | 1989-11-07 | 4000 | Gasoline
9-200311 | Pearl City Shell | 98-135 KAMEHAMEHA HWY | Aiea | HI | 96701 | ALOHA PETROLEUM, LTD. | 1132 BISHOP STREET, SUITE 1700 | Aiea | HI | 96701 | R-3 | 1971-04-23 | Permanently Out of Use | 1989-11-07 | 6000 | Gasoline
9-203788 | PEARL CITY SELF STORAGE | 98-138 HILA PLACE | Pearl City | HI | 96782 | COLIN YOKOYAMA | MW GROUP, LTD. 900 FORT STREET MALL, SUITE 1188 | Pearl City | HI | 96782 | r-1 |  | Permanently Out of Use | 2004-10-01 | 300 | Not Listed
9-700693 | FORMER WAIMEA BAKERY BLDG. | 9814 KAUMUALII HWY | Waimea | HI | 96796 | TANIGUCHI LAND TRUST | 9814 KAUMUALII HWY | Waimea | HI | 96796 | R-02 | 1948-07-25 | Permanently Out of Use | 1988-09-16 | 1000 | Diesel
9-700693 | FORMER WAIMEA BAKERY BLDG. | 9814 KAUMUALII HWY | Waimea | HI | 96796 | TANIGUCHI LAND TRUST | 9814 KAUMUALII HWY | Waimea | HI | 96796 | R-01 | 1948-07-25 | Permanently Out of Use |  | 500 | Gasoline
9-201389 | HI-GRADE PLUMBING | 98-151 LIPOA PL | Aiea | HI | 96701 | UNOCAL CORPORATION | 3915 Mission Avenue #7416 | Aiea | HI | 96701 | R-1 | 1974-01-01 | Permanently Out of Use | 1991-07-30 | 1000 | Gasoline
9-200143 | OLEPE LP STORM DRAIN PUMP STATION | 98-152 OLEPE LP | Aiea | HI | 96701 | C&C of Honolulu Dept of Environmental Services | 1000 Uluohia Street, Suite 308 | Aiea | HI | 96701 | M-1 | 1997-05-01 | Currently In Use |  | 1000 | Diesel
9-200143 | OLEPE LP STORM DRAIN PUMP STATION | 98-152 OLEPE LP | Aiea | HI | 96701 | C&C of Honolulu Dept of Environmental Services | 1000 Uluohia Street, Suite 308 | Aiea | HI | 96701 | R-1 | 1976-05-07 | Permanently Out of Use | 1997-04-22 | 1000 | Diesel
9-201489 | EQUIPMENT YARD | 98-155 KAMEHAMEHA HWY | Aiea | HI | 96701 | ALOHA STATE CORPORATION | 1150 S KING ST., SUITE 1103 | Aiea | HI | 96701 | R-001 | 1966-04-28 | Permanently Out of Use |  | 3000 | Gasoline
9-601943 | WAIKOLOA VILLAGE GOLF COURSE | 98-1792 MELIA ST | Waikoloa | HI | 96738 | WAIKOLOA VILLAGE GOLF COURSE | 68-1792 MELIA ST | Waikoloa | HI | 96738 | R-3 | 1972-12-28 | Permanently Out of Use | 1991-12-03 | 1300 | Diesel
9-601943 | WAIKOLOA VILLAGE GOLF COURSE | 98-1792 MELIA ST | Waikoloa | HI | 96738 | WAIKOLOA VILLAGE GOLF COURSE | 68-1792 MELIA ST | Waikoloa | HI | 96738 | R-2 | 1972-12-28 | Permanently Out of Use | 1991-12-03 | 1300 | Gasoline
9-601943 | WAIKOLOA VILLAGE GOLF COURSE | 98-1792 MELIA ST | Waikoloa | HI | 96738 | WAIKOLOA VILLAGE GOLF COURSE | 68-1792 MELIA ST | Waikoloa | HI | 96738 | R-1 | 1986-12-28 | Permanently Out of Use | 1998-05-19 | 1000 | Gasoline
9-202419 | GEO LABS HAWAII | 98-1794 KAHELE ST | Aiea | HI | 96701 | GEO LABS HAWAII | 98-1794 KAHELE ST | Aiea | HI | 96701 | 2 |  | Permanently Out of Use |  | 1000 | Gasoline
9-202419 | GEO LABS HAWAII | 98-1794 KAHELE ST | Aiea | HI | 96701 | GEO LABS HAWAII | 98-1794 KAHELE ST | Aiea | HI | 96701 | 1 |  | Permanently Out of Use |  | 1000 | Gasoline
9-201836 | SEARS ROEBUCK & CO | 98-180 KAMEHAMEHA HWY | Aiea | HI | 96701 | SEARS ROEBUCK & COMPANY |  | Aiea | HI | 96701 | R-001 | 1974-05-06 | Permanently Out of Use | 1993-12-15 | 1000 | Used Oil
9-201836 | SEARS ROEBUCK & CO | 98-180 KAMEHAMEHA HWY | Aiea | HI | 96701 | SEARS ROEBUCK & COMPANY |  | Aiea | HI | 96701 | R-002 | 1974-05-06 | Permanently Out of Use | 1994-02-22 | 320 | Hazardous Substance
9-201836 | SEARS ROEBUCK & CO | 98-180 KAMEHAMEHA HWY | Aiea | HI | 96701 | SEARS ROEBUCK & COMPANY |  | Aiea | HI | 96701 | R-001 | 1974-05-06 | Permanently Out of Use | 1993-12-15 | 1000 | Used Oil
9-201723 | Mahalo Express Pearl Kai 12818 | 98-189 KAMEHAMEHA HWY | Aiea | HI | 96701 | U.S. RESTAURANT PROPERTIES, INC | 12240 INWOOD RD #200 | Aiea | HI | 96701 | r-87 | 1988-12-31 | Permanently Out of Use | 2005-06-14 | 10000 | Gasoline
9-201723 | Mahalo Express Pearl Kai 12818 | 98-189 KAMEHAMEHA HWY | Aiea | HI | 96701 | U.S. RESTAURANT PROPERTIES, INC | 12240 INWOOD RD #200 | Aiea | HI | 96701 | R-89 | 1988-12-31 | Permanently Out of Use | 2005-06-14 | 10000 | Gasoline
9-201723 | Mahalo Express Pearl Kai 12818 | 98-189 KAMEHAMEHA HWY | Aiea | HI | 96701 | U.S. RESTAURANT PROPERTIES, INC | 12240 INWOOD RD #200 | Aiea | HI | 96701 | r-92 | 1988-12-31 | Permanently Out of Use | 2005-06-14 | 10000 | Gasoline
9-203803 | FUKUSHIMA AUTO CENTER INC | 98-259 KALUAMOI PLACE | Pearl City | HI | 96782 | FUKUSHIMA AUTO CENTER, INC | 98-256 KALUAMOI PLACE | Pearl City | HI | 96782 | r-1 |  | Permanently Out of Use | 2006-03-02 | 2000 | Not Listed
9-200491 | AIEA CENTRAL OFFICE | 98-327 KAAMILO ST | Aiea | HI | 96701 | Hawaiian Telcom | P.O. Box 2200 | Aiea | HI | 96701 | M-1 | 1992-03-26 | Currently in Use |  | 1000 | Diesel
9-200491 | AIEA CENTRAL OFFICE | 98-327 KAAMILO ST | Aiea | HI | 96701 | Hawaiian Telcom | P.O. Box 2200 | Aiea | HI | 96701 | R-1 | 1978-05-07 | Permanently Out of Use | 1992-03-30 | 1000 | Diesel
9-701081 | WAIMEA POLICE SUB-STATION | 9835 KAUMUALII HWY | Waimea | HI | 96796 | KAUAI COUNTY - DEPT OF PUBLIC WORKS | 444 RICE ST. , STE 275 MAIKEHA BLDG | Waimea | HI | 96796 | R-1 | 1970-12-30 | Permanently Out of Use | 1998-10-19 | 2000 | Gasoline
9-702667 | Kauai County Waimea Fire Sub-station | 9835 KAUMUALII HWY | Waimea | HI | 96796 | KAUAI COUNTY - DEPT OF PUBLIC WORKS | 444 RICE ST. , STE 275 MAIKEHA BLDG | Waimea | HI | 96796 | R-1 |  | Permanently Out of Use | 1998-10-19 | 550 | Diesel
9-200782 | STEVEN'S SUPER SERVICE, INC. | 98-360 KAMEHAMEHA HWY | Aiea | HI | 96701 | STEVEN SUPER SERVICE, INC. | 98-360 KAMEHAMEHA HWY | Aiea | HI | 96701 | R-5 | 1958-04-03 | Permanently Out of Use | 1998-05-12 | 280 | Kerosene
9-200782 | STEVEN'S SUPER SERVICE, INC. | 98-360 KAMEHAMEHA HWY | Aiea | HI | 96701 | STEVEN SUPER SERVICE, INC. | 98-360 KAMEHAMEHA HWY | Aiea | HI | 96701 | R-4 | 1968-04-03 | Permanently Out of Use | 1998-05-12 | 550 | Used Oil
9-200782 | STEVEN'S SUPER SERVICE, INC. | 98-360 KAMEHAMEHA HWY | Aiea | HI | 96701 | STEVEN SUPER SERVICE, INC. | 98-360 KAMEHAMEHA HWY | Aiea | HI | 96701 | R-3 | 1950-04-03 | Permanently Out of Use | 1998-05-12 | 6000 | Gasoline
9-200782 | STEVEN'S SUPER SERVICE, INC. | 98-360 KAMEHAMEHA HWY | Aiea | HI | 96701 | STEVEN SUPER SERVICE, INC. | 98-360 KAMEHAMEHA HWY | Aiea | HI | 96701 | R-2 | 1950-04-03 | Permanently Out of Use | 1998-05-12 | 6000 | Diesel
9-200782 | STEVEN'S SUPER SERVICE, INC. | 98-360 KAMEHAMEHA HWY | Aiea | HI | 96701 | STEVEN SUPER SERVICE, INC. | 98-360 KAMEHAMEHA HWY | Aiea | HI | 96701 | R-1 | 1968-04-03 | Permanently Out of Use | 1998-05-12 | 8000 | Gasoline
9-201477 | WALLYS SERVICE INC. | 98-380 KAMEHAMEHA HWY | Aiea | HI | 96701 | WALLYS SERVICE INC. | 98-380 KAMEHAMEHA HWY | Aiea | HI | 96701 | R-REGULAR | 1960-03-13 | Permanently Out of Use | 1996-07-29 | 2000 | Gasoline
9-201477 | WALLYS SERVICE INC. | 98-380 KAMEHAMEHA HWY | Aiea | HI | 96701 | WALLYS SERVICE INC. | 98-380 KAMEHAMEHA HWY | Aiea | HI | 96701 | R-SUPREME | 1960-03-13 | Permanently Out of Use | 1996-07-29 | 4000 | Gasoline
9-201477 | WALLYS SERVICE INC. | 98-380 KAMEHAMEHA HWY | Aiea | HI | 96701 | WALLYS SERVICE INC. | 98-380 KAMEHAMEHA HWY | Aiea | HI | 96701 | R-1 | 1960-03-13 | Permanently Out of Use | 1996-07-22 | 5000 | Gasoline
9-201477 | WALLYS SERVICE INC. | 98-380 KAMEHAMEHA HWY | Aiea | HI | 96701 | WALLYS SERVICE INC. | 98-380 KAMEHAMEHA HWY | Aiea | HI | 96701 | R-WASTE OIL | 1950-03-13 | Permanently Out of Use | 1996-08-07 | 500 | Used Oil
9-201455 | PEARL COUNTRY CLUB | 98-535 KAONOHI ST. | Aiea | HI | 96701 | PEARL COUNTRY CLUB | 98-535 Kaonohi St | Aiea | HI | 96701 | 87---2 | 1993-03-01 | Currently in Use |  | 2500 | Gasoline
9-201455 | PEARL COUNTRY CLUB | 98-535 KAONOHI ST. | Aiea | HI | 96701 | PEARL COUNTRY CLUB | 98-535 Kaonohi St | Aiea | HI | 96701 | R-4 | 1968-01-01 | Permanently Out of Use | 1993-03-01 | 2000 | Gasoline
9-201455 | PEARL COUNTRY CLUB | 98-535 KAONOHI ST. | Aiea | HI | 96701 | PEARL COUNTRY CLUB | 98-535 Kaonohi St | Aiea | HI | 96701 | 87---1 | 1993-03-01 | Currently in Use |  | 2500 | Gasoline
9-201455 | PEARL COUNTRY CLUB | 98-535 KAONOHI ST. | Aiea | HI | 96701 | PEARL COUNTRY CLUB | 98-535 Kaonohi St | Aiea | HI | 96701 | R-5 | 1968-01-30 | Permanently Out of Use | 1993-03-01 | 1000 | Diesel
9-201455 | PEARL COUNTRY CLUB | 98-535 KAONOHI ST. | Aiea | HI | 96701 | PEARL COUNTRY CLUB | 98-535 Kaonohi St | Aiea | HI | 96701 | R-6 | 1968-01-30 | Permanently Out of Use | 1993-03-01 | 2000 | Gasoline
9-201455 | PEARL COUNTRY CLUB | 98-535 KAONOHI ST. | Aiea | HI | 96701 | PEARL COUNTRY CLUB | 98-535 Kaonohi St | Aiea | HI | 96701 | 2 | 1993-03-01 | Currently in Use |  | 1000 | Diesel
9-703567 | KAUAI AUTOMATED FUELS (KAF) 7 | 986 KIPUNI WAY | Kapaa | HI | 96746 | KAUAI AUTOMATED FUELS NETWORK | P.O. BOX 86 | Kapaa | HI | 96746 | 1 | 1999-06-01 | Currently In Use |  | 14000 | Gasoline
9-101118 | MOANALUA CHEVRON SERVICE | 986 Valkenburgh Street | Honolulu | HI | 96818 | CHEVRON PRODUCTS COMPANY | Attn Permit Desk PO Box 6004 | Honolulu | HI | 96818 | 89 | 1983-04-29 | Currently in Use |  | 10000 | Gasoline
9-101118 | MOANALUA CHEVRON SERVICE | 986 Valkenburgh Street | Honolulu | HI | 96818 | CHEVRON PRODUCTS COMPANY | Attn Permit Desk PO Box 6004 | Honolulu | HI | 96818 | 92 | 1983-04-29 | Currently in Use |  | 10000 | Gasoline
9-101118 | MOANALUA CHEVRON SERVICE | 986 Valkenburgh Street | Honolulu | HI | 96818 | CHEVRON PRODUCTS COMPANY | Attn Permit Desk PO Box 6004 | Honolulu | HI | 96818 | 87 | 1983-04-29 | Currently in Use |  | 10000 | Gasoline
9-707015 | WAIMEA SHELL | 9862 KAUMUALII HWY | Waimea | HI | 96796 | ALOHA PETROLEUM, LTD. | 1132 BISHOP STREET, SUITE 1700 | Waimea | HI | 96796 | R-3 | 1971-04-30 | Permanently Out of Use | 1998-03-04 | 3000 | Gasoline
9-707015 | WAIMEA SHELL | 9862 KAUMUALII HWY | Waimea | HI | 96796 | ALOHA PETROLEUM, LTD. | 1132 BISHOP STREET, SUITE 1700 | Waimea | HI | 96796 | R-1 | 1965-04-30 | Permanently Out of Use | 1998-03-04 | 3000 | Gasoline
9-707015 | WAIMEA SHELL | 9862 KAUMUALII HWY | Waimea | HI | 96796 | ALOHA PETROLEUM, LTD. | 1132 BISHOP STREET, SUITE 1700 | Waimea | HI | 96796 | 1A | 1998-04-01 | Currently In Use |  | 8000 | Gasohol
9-707015 | WAIMEA SHELL | 9862 KAUMUALII HWY | Waimea | HI | 96796 | ALOHA PETROLEUM, LTD. | 1132 BISHOP STREET, SUITE 1700 | Waimea | HI | 96796 | R-2 | 1965-04-30 | Permanently Out of Use | 1998-03-04 | 4000 | Gasoline
9-707015 | WAIMEA SHELL | 9862 KAUMUALII HWY | Waimea | HI | 96796 | ALOHA PETROLEUM, LTD. | 1132 BISHOP STREET, SUITE 1700 | Waimea | HI | 96796 | 1B | 1998-04-01 | Currently In Use |  | 5000 | Gasoline
9-707015 | WAIMEA SHELL | 9862 KAUMUALII HWY | Waimea | HI | 96796 | ALOHA PETROLEUM, LTD. | 1132 BISHOP STREET, SUITE 1700 | Waimea | HI | 96796 | R-4 | 1965-04-30 | Permanently Out of Use | 1998-03-04 | 550 | Gasoline
9-200894 | PR DRILLING CO. INC. | 98-710 A KUAHAO PL | Pearl City | HI | 96782 | PR DRILLING CO., INC. | 235 KELLOG ST | Pearl City | HI | 96782 | R-2 | 1980-11-30 | Permanently Out of Use | 1988-12-09 | 1000 | Diesel
9-200894 | PR DRILLING CO. INC. | 98-710 A KUAHAO PL | Pearl City | HI | 96782 | PR DRILLING CO., INC. | 235 KELLOG ST | Pearl City | HI | 96782 | R-1 | 1980-11-30 | Permanently Out of Use | 1988-12-09 | 1000 | Gasoline
9-201469 | KENNETH SHIOI & CO., LTD | 98-720 KUAHAO PL | Pearl City | HI | 96782 | KENNETH SHIOI & CO., LTD | 98-720 KUAHAO PLACE | Pearl City | HI | 96782 | R-2 | 1981-03-07 | Permanently Out of Use | 1996-06-26 | 1000 | Gasoline
9-201469 | KENNETH SHIOI & CO., LTD | 98-720 KUAHAO PL | Pearl City | HI | 96782 | KENNETH SHIOI & CO., LTD | 98-720 KUAHAO PLACE | Pearl City | HI | 96782 | R-1 | 1976-03-07 | Permanently Out of Use | 1996-06-26 | 1000 | Gasoline
9-200230 | HAWAII BAKING CO INC | 98-736 MOANALUA LP | Aiea | HI | 96701 | HAWAII BAKING CO., INC. | 98-736 MOANALUA LOOP | Aiea | HI | 96701 | R-GAS-1 | 1971-04-23 | Permanently Out of Use | 1999-02-09 | 4000 | Gasoline
9-501250 | PAIA CHEVRON | 99 HANA HWY | Paia | HI | 96779 | McBARNET PAIA CORP | 16 HOBRON AVE | Paia | HI | 96779 | R-3 | 1974-01-30 | Permanently Out of Use | 1987-01-01 | 5000 | Gasoline
9-501250 | PAIA CHEVRON | 99 HANA HWY | Paia | HI | 96779 | McBARNET PAIA CORP | 16 HOBRON AVE | Paia | HI | 96779 | r-1 | 1986-01-01 | Permanently out of Use | 2015-09-17 | 6000 | Diesel
9-501250 | PAIA CHEVRON | 99 HANA HWY | Paia | HI | 96779 | McBARNET PAIA CORP | 16 HOBRON AVE | Paia | HI | 96779 | r-2 | 1986-01-01 | Permanently out of Use | 2015-09-17 | 6000 | Gasoline
9-501250 | PAIA CHEVRON | 99 HANA HWY | Paia | HI | 96779 | McBARNET PAIA CORP | 16 HOBRON AVE | Paia | HI | 96779 | r-3 | 1986-01-01 | Permanently out of Use | 2015-09-17 | 6000 | Gasoline
9-501250 | PAIA CHEVRON | 99 HANA HWY | Paia | HI | 96779 | McBARNET PAIA CORP | 16 HOBRON AVE | Paia | HI | 96779 | R-4 | 1963-01-30 | Permanently Out of Use | 1986-12-01 | 550 | Used Oil
9-501250 | PAIA CHEVRON | 99 HANA HWY | Paia | HI | 96779 | McBARNET PAIA CORP | 16 HOBRON AVE | Paia | HI | 96779 | R-1 | 1963-01-30 | Permanently Out of Use | 1986-12-01 | 4000 | Gasoline
9-501250 | PAIA CHEVRON | 99 HANA HWY | Paia | HI | 96779 | McBARNET PAIA CORP | 16 HOBRON AVE | Paia | HI | 96779 | R-2 | 1963-01-30 | Permanently Out of Use | 1986-12-01 | 4000 | Gasoline
9-501250 | PAIA CHEVRON | 99 HANA HWY | Paia | HI | 96779 | Mc Barnet paia Corp | P.O. Box 66 | Paia | HI | 96779 | r-3 | 1986-01-01 | Permanently out of Use | 2015-09-17 | 6000 | Gasoline
9-501250 | PAIA CHEVRON | 99 HANA HWY | Paia | HI | 96779 | Mc Barnet paia Corp | P.O. Box 66 | Paia | HI | 96779 | r-2 | 1986-01-01 | Permanently out of Use | 2015-09-17 | 6000 | Gasoline
9-501250 | PAIA CHEVRON | 99 HANA HWY | Paia | HI | 96779 | Mc Barnet paia Corp | P.O. Box 66 | Paia | HI | 96779 | r-1 | 1986-01-01 | Permanently out of Use | 2015-09-17 | 6000 | Diesel
9-501250 | PAIA CHEVRON | 99 HANA HWY | Paia | HI | 96779 | Mc Barnet paia Corp | P.O. Box 66 | Paia | HI | 96779 | R-3 | 1974-01-30 | Permanently Out of Use | 1987-01-01 | 5000 | Gasoline
9-501250 | PAIA CHEVRON | 99 HANA HWY | Paia | HI | 96779 | Mc Barnet paia Corp | P.O. Box 66 | Paia | HI | 96779 | R-2 | 1963-01-30 | Permanently Out of Use | 1986-12-01 | 4000 | Gasoline
9-501250 | PAIA CHEVRON | 99 HANA HWY | Paia | HI | 96779 | Mc Barnet paia Corp | P.O. Box 66 | Paia | HI | 96779 | R-1 | 1963-01-30 | Permanently Out of Use | 1986-12-01 | 4000 | Gasoline
9-501250 | PAIA CHEVRON | 99 HANA HWY | Paia | HI | 96779 | Mc Barnet paia Corp | P.O. Box 66 | Paia | HI | 96779 | R-4 | 1963-01-30 | Permanently Out of Use | 1986-12-01 | 550 | Used Oil
9-601292 | PETE'S TEXACO | 99 KEAWE ST | Hilo | HI | 96720 | AMA PRO SPORTING GOODS | 555 NAMAKEA ST | Hilo | HI | 96720 | R-1 | 1965-04-25 | Permanently Out of Use | 1991-04-12 | 3000 | Gasoline
9-601292 | PETE'S TEXACO | 99 KEAWE ST | Hilo | HI | 96720 | AMA PRO SPORTING GOODS | 555 NAMAKEA ST | Hilo | HI | 96720 | R-2 | 1965-04-25 | Permanently Out of Use | 1991-04-12 | 3000 | Gasoline
9-601292 | PETE'S TEXACO | 99 KEAWE ST | Hilo | HI | 96720 | AMA PRO SPORTING GOODS | 555 NAMAKEA ST | Hilo | HI | 96720 | 03 | 1965-04-25 | Permanently Out of Use |  | 150 | Used Oil
9-103627 | ALERT ALARM, LLC | 99-1036 IWAENA ST | Aiea | HI | 96701 | Alert Alarm | 2668 Waiwai Loop | Aiea | HI | 96701 | 2 | 2000-06-02 | Currently In Use |  | 3000 | Gasoline
9-103627 | ALERT ALARM, LLC | 99-1036 IWAENA ST | Aiea | HI | 96701 | Alert Alarm | 2668 Waiwai Loop | Aiea | HI | 96701 | R-1 | 1985-01-01 | Permanently Out of Use | 2000-05-03 | 3000 | Gasoline
9-200257 | JADE PAINTING & DECORATING, INC. | 99-1066 IWAENA ST | Aiea | HI | 96701 | JADE PAINTING & DECORATING, INC. | 99-1066 IWAENA ST | Aiea | HI | 96701 | R-1 | 1984-03-19 | Permanently Out of Use | 1998-06-23 | 3000 | Gasoline
9-201294 | GREEN THUMB INC | 99-1076 IWAENA ST | Aiea | HI | 96701 | GREEN THUMB INC | 3363 CAMPBELL AVE | Aiea | HI | 96701 | R-1 | 1980-02-28 | Permanently Out of Use | 1990-11-17 | 10000 | Gasoline
9-201459 | HAWAIIAN CEMENT CONCRETE & AGGREGATES | 99-1100 HALAWA VALLEY ST | Aiea | HI | 96701 | HAWAIIAN CEMENT | 99-1100 Halawa Valley St. | Aiea | HI | 96701 | R-D1 |  | Permanently Out of Use | 1990-08-30 | 10000 | Diesel
9-201459 | HAWAIIAN CEMENT CONCRETE & AGGREGATES | 99-1100 HALAWA VALLEY ST | Aiea | HI | 96701 | HAWAIIAN CEMENT | 99-1100 Halawa Valley St. | Aiea | HI | 96701 | R-G2 |  | Permanently Out of Use | 1990-08-30 | 4000 | Gasoline
9-201459 | HAWAIIAN CEMENT CONCRETE & AGGREGATES | 99-1100 HALAWA VALLEY ST | Aiea | HI | 96701 | HAWAIIAN CEMENT | 99-1100 Halawa Valley St. | Aiea | HI | 96701 | D1 | 1990-08-31 | Currently in Use |  | 10000 | Diesel
9-201459 | HAWAIIAN CEMENT CONCRETE & AGGREGATES | 99-1100 HALAWA VALLEY ST | Aiea | HI | 96701 | HAWAIIAN CEMENT | 99-1100 Halawa Valley St. | Aiea | HI | 96701 | R-G1 |  | Permanently Out of Use | 1990-08-30 | 4000 | Gasoline
9-201459 | HAWAIIAN CEMENT CONCRETE & AGGREGATES | 99-1100 HALAWA VALLEY ST | Aiea | HI | 96701 | HAWAIIAN CEMENT | 99-1100 Halawa Valley St. | Aiea | HI | 96701 | D2 | 1990-08-31 | Currently in Use |  | 10000 | Diesel
9-201459 | HAWAIIAN CEMENT CONCRETE & AGGREGATES | 99-1100 HALAWA VALLEY ST | Aiea | HI | 96701 | HAWAIIAN CEMENT | 99-1100 Halawa Valley St. | Aiea | HI | 96701 | R-D2 |  | Permanently Out of Use | 1990-08-30 | 5000 | Diesel
9-201459 | HAWAIIAN CEMENT CONCRETE & AGGREGATES | 99-1100 HALAWA VALLEY ST | Aiea | HI | 96701 | HAWAIIAN CEMENT | 99-1100 Halawa Valley St. | Aiea | HI | 96701 | 87 | 1990-08-31 | Currently in Use |  | 10000 | Gasoline
9-200301 | GE AMERICOM HNL EARTH STA. | 99-1219 IWAENA ST | Aiea | HI | 96701 | GE AMERICAN COMMUNICATIONS | FOUR RESEARCH WAY | Aiea | HI | 96701 | R-1 | 1983-03-08 | Permanently Out of Use |  | 2000 | Diesel
9-203427 | QUALITY GENERAL, INC | 99-1245 WAIUA PLACE | Aiea | HI | 96701 | QUALITY GENERAL, INC | 99-1245 Waiua Place | Aiea | HI | 96701 | 2 | 1990-01-01 | Currently In Use |  | 2385 | Diesel
9-203427 | QUALITY GENERAL, INC | 99-1245 WAIUA PLACE | Aiea | HI | 96701 | QUALITY GENERAL, INC | 99-1245 Waiua Place | Aiea | HI | 96701 | 87 | 1990-01-01 | Currently In Use |  | 2385 | Gasoline
9-200781 | FRITO-LAY OF HAWAII INC | 99-1260 IWAENA ST | Aiea | HI | 96701 | FRITO-LAY OF HAWAII, INC | 99-1260 IWAENA ST | Aiea | HI | 96701 | R-1 | 1981-01-01 | Permanently Out of Use | 1995-04-07 | 10000 | Gasoline
9-201381 | DOTY EQUITIES, INC | 99-1269 IWAENA ST | Aiea | HI | 96701 | DOTY EQUITIES, INC | 99-877 Iwaena st IWAENA ST | Aiea | HI | 96701 | R-2 | 1986-06-02 | Permanently Out of Use | 1997-12-15 | 300 | Used Oil
9-203433 | STAN'S CONTRACTING, INC | 99-1280 WAIUA PLACE | Aiea | HI | 96701 | STAN'S CONTRACTING | 99-1280 WAIUA PLACE | Aiea | HI | 96701 | 87 | 1991-06-01 | Currently In Use |  | 2000 | Gasoline
9-203433 | STAN'S CONTRACTING, INC | 99-1280 WAIUA PLACE | Aiea | HI | 96701 | STAN'S CONTRACTING | 99-1280 WAIUA PLACE | Aiea | HI | 96701 | 92 | 1991-06-01 | Currently In Use |  | 1000 | Gasoline
9-201025 | AIEA SHELL SERVICE | 99-170 MOANALUA RD | Aiea | HI | 96701 | ALOHA PETROLEUM, LTD. | 1132 BISHOP STREET, SUITE 1700 | Aiea | HI | 96701 | R-4 | 1960-04-22 | Permanently Out of Use |  | 500 | Used Oil
9-201025 | AIEA SHELL SERVICE | 99-170 MOANALUA RD | Aiea | HI | 96701 | ALOHA PETROLEUM, LTD. | 1132 BISHOP STREET, SUITE 1700 | Aiea | HI | 96701 | 87 | 1982-04-22 | Currently in Use |  | 8000 | Gasoline
9-201025 | AIEA SHELL SERVICE | 99-170 MOANALUA RD | Aiea | HI | 96701 | ALOHA PETROLEUM, LTD. | 1132 BISHOP STREET, SUITE 1700 | Aiea | HI | 96701 | 1 | 1989-08-18 | Currently in Use |  | 550 | Used Oil
9-201025 | AIEA SHELL SERVICE | 99-170 MOANALUA RD | Aiea | HI | 96701 | ALOHA PETROLEUM, LTD. | 1132 BISHOP STREET, SUITE 1700 | Aiea | HI | 96701 | 87 | 1982-04-22 | Currently In Use |  | 8000 | Gasoline
9-201025 | AIEA SHELL SERVICE | 99-170 MOANALUA RD | Aiea | HI | 96701 | ALOHA PETROLEUM, LTD. | 1132 BISHOP STREET, SUITE 1700 | Aiea | HI | 96701 | 92 | 1982-04-22 | Currently In Use |  | 8000 | Gasoline
9-202208 | TESORO 2Go 61032 (711) | 99-187 AIEA HEIGHTS DR | Aiea | HI | 96701 | HIE Retail, LLC | 800 Gessner Road, Suite 875 | Aiea | HI | 96701 | 2-Reg | 2014-03-13 | Currently In Use |  | 10000 | Gasohol
9-202208 | TESORO 2Go 61032 (711) | 99-187 AIEA HEIGHTS DR | Aiea | HI | 96701 | HIE Retail, LLC | 1311 Palama St | Aiea | HI | 96701 | r-87 slave | 1989-11-16 | Permanently out of Use | 2014-01-14 | 10000 | Gasoline
9-202208 | TESORO 2Go 61032 (711) | 99-187 AIEA HEIGHTS DR | Aiea | HI | 96701 | HIE Retail, LLC | 800 Gessner Road, Suite 875 | Aiea | HI | 96701 | r-87 slave | 1989-11-16 | Permanently out of Use | 2014-01-14 | 10000 | Gasoline
9-202208 | TESORO 2Go 61032 (711) | 99-187 AIEA HEIGHTS DR | Aiea | HI | 96701 | HIE Retail, LLC | 800 Gessner Road, Suite 875 | Aiea | HI | 96701 | 1-Reg | 2014-03-13 | Currently In Use |  | 10000 | Gasohol
9-202208 | TESORO 2Go 61032 (711) | 99-187 AIEA HEIGHTS DR | Aiea | HI | 96701 | HIE Retail, LLC | 1311 Palama St | Aiea | HI | 96701 | 2-Reg | 2014-03-13 | Currently In Use |  | 10000 | Gasohol
9-202208 | TESORO 2Go 61032 (711) | 99-187 AIEA HEIGHTS DR | Aiea | HI | 96701 | Tesoro Refining & Marketing Company | 3450 S. 344th Way, Suite 201 | Aiea | HI | 96701 | 2-Reg | 2014-03-13 | Currently In Use |  | 10000 | Gasohol
9-202208 | TESORO 2Go 61032 (711) | 99-187 AIEA HEIGHTS DR | Aiea | HI | 96701 | Tesoro Refining & Marketing Company | 3450 S. 344th Way, Suite 201 | Aiea | HI | 96701 | 1-Reg | 2014-03-13 | Currently In Use |  | 10000 | Gasohol
9-202208 | TESORO 2Go 61032 (711) | 99-187 AIEA HEIGHTS DR | Aiea | HI | 96701 | Tesoro Refining & Marketing Company | 3450 S. 344th Way, Suite 201 | Aiea | HI | 96701 | r-87 slave | 1989-11-16 | Permanently out of Use | 2014-01-14 | 10000 | Gasoline
9-202208 | TESORO 2Go 61032 (711) | 99-187 AIEA HEIGHTS DR | Aiea | HI | 96701 | Tesoro Refining & Marketing Company | 3450 S. 344th Way, Suite 201 | Aiea | HI | 96701 | r-92 | 1989-11-16 | Permanently out of Use | 2014-01-14 | 10000 | Gasoline
9-202208 | TESORO 2Go 61032 (711) | 99-187 AIEA HEIGHTS DR | Aiea | HI | 96701 | HIE Retail, LLC | 1311 Palama St | Aiea | HI | 96701 | 1-Reg | 2014-03-13 | Currently In Use |  | 10000 | Gasohol
9-202208 | TESORO 2Go 61032 (711) | 99-187 AIEA HEIGHTS DR | Aiea | HI | 96701 | HIE Retail, LLC | 800 Gessner Road, Suite 875 | Aiea | HI | 96701 | 3-premium | 2014-03-13 | Currently In Use |  | 10000 | Gasohol
9-202208 | TESORO 2Go 61032 (711) | 99-187 AIEA HEIGHTS DR | Aiea | HI | 96701 | Tesoro Refining & Marketing Company | 3450 S. 344th Way, Suite 201 | Aiea | HI | 96701 | 3-premium | 2014-03-13 | Currently In Use |  | 10000 | Gasohol
9-202208 | TESORO 2Go 61032 (711) | 99-187 AIEA HEIGHTS DR | Aiea | HI | 96701 | HIE Retail, LLC | 1311 Palama St | Aiea | HI | 96701 | 3-premium | 2014-03-13 | Currently In Use |  | 10000 | Gasohol
9-202208 | TESORO 2Go 61032 (711) | 99-187 AIEA HEIGHTS DR | Aiea | HI | 96701 | HIE Retail, LLC | 800 Gessner Road, Suite 875 | Aiea | HI | 96701 | r-92 | 1989-11-16 | Permanently out of Use | 2014-01-14 | 10000 | Gasoline
9-202208 | TESORO 2Go 61032 (711) | 99-187 AIEA HEIGHTS DR | Aiea | HI | 96701 | HIE Retail, LLC | 800 Gessner Road, Suite 875 | Aiea | HI | 96701 | r-87 master | 1989-11-16 | Permanently out of Use | 2014-01-14 | 10000 | Gasoline
9-202208 | TESORO 2Go 61032 (711) | 99-187 AIEA HEIGHTS DR | Aiea | HI | 96701 | HIE Retail, LLC | 1311 Palama St | Aiea | HI | 96701 | r-92 | 1989-11-16 | Permanently out of Use | 2014-01-14 | 10000 | Gasoline
9-202208 | TESORO 2Go 61032 (711) | 99-187 AIEA HEIGHTS DR | Aiea | HI | 96701 | HIE Retail, LLC | 1311 Palama St | Aiea | HI | 96701 | r-87 master | 1989-11-16 | Permanently out of Use | 2014-01-14 | 10000 | Gasoline
9-202208 | TESORO 2Go 61032 (711) | 99-187 AIEA HEIGHTS DR | Aiea | HI | 96701 | Tesoro Refining & Marketing Company | 3450 S. 344th Way, Suite 201 | Aiea | HI | 96701 | r-87 master | 1989-11-16 | Permanently out of Use | 2014-01-14 | 10000 | Gasoline
9-200177 | CALIFORNIA & HAWAIIAN SUGAR CO. | 99-195 AIEA HEIGHTS DR | Aiea | HI | 96701 | CALIFORNIA & HAWAIIAN SUGAR CO. | 99-195 AIEA HEIGHTS DR | Aiea | HI | 96701 | R-3 |  | Permanently Out of Use | 1995-01-01 | 6000 | Gasoline
9-200177 | CALIFORNIA & HAWAIIAN SUGAR CO. | 99-195 AIEA HEIGHTS DR | Aiea | HI | 96701 | CALIFORNIA & HAWAIIAN SUGAR CO. | 99-195 AIEA HEIGHTS DR | Aiea | HI | 96701 | R-2 | 1956-05-05 | Permanently Out of Use | 1976-04-30 | 1000 | Gasoline
9-200177 | CALIFORNIA & HAWAIIAN SUGAR CO. | 99-195 AIEA HEIGHTS DR | Aiea | HI | 96701 | CALIFORNIA & HAWAIIAN SUGAR CO. | 99-195 AIEA HEIGHTS DR | Aiea | HI | 96701 | R-4 |  | Permanently Out of Use | 1995-01-01 | 6000 | Gasoline
9-200177 | CALIFORNIA & HAWAIIAN SUGAR CO. | 99-195 AIEA HEIGHTS DR | Aiea | HI | 96701 | CALIFORNIA & HAWAIIAN SUGAR CO. | 99-195 AIEA HEIGHTS DR | Aiea | HI | 96701 | R-1 | 1976-05-05 | Permanently Out of Use | 1988-12-15 | 1000 | Gasoline
9-200034 | Mid Pac Petroleum LLC 2706474 | 99-236 MOANALUA RD | Aiea | HI | 96701 | Chevron Environmental Management Company | Americas West Logistics team 145 South State College Blvd, Room 5032 | Aiea | HI | 96701 | R-6233-2 | 1970-04-01 | Permanently Out of Use | 1990-07-01 | 10000 | Gasoline
9-200034 | Mid Pac Petroleum LLC 2706474 | 99-236 MOANALUA RD | Aiea | HI | 96701 | Chevron Environmental Management Company | Americas West Logistics team 145 South State College Blvd, Room 5032 | Aiea | HI | 96701 | R-6233-1 | 1970-04-01 | Permanently Out of Use | 1990-07-01 | 10000 | Gasoline
9-200034 | Mid Pac Petroleum LLC 2706474 | 99-236 MOANALUA RD | Aiea | HI | 96701 | Chevron Environmental Management Company | Americas West Logistics team 145 South State College Blvd, Room 5032 | Aiea | HI | 96701 | R6233-4 | 1970-04-01 | Permanently Out of Use | 1990-07-01 | 550 | Used Oil
9-200034 | Mid Pac Petroleum LLC 2706474 | 99-236 MOANALUA RD | Aiea | HI | 96701 | Chevron Environmental Management Company | Americas West Logistics team 145 South State College Blvd, Room 5032 | Aiea | HI | 96701 | 87 | 1990-07-01 | Currently in Use |  | 12000 | Gasoline
9-200034 | Mid Pac Petroleum LLC 2706474 | 99-236 MOANALUA RD | Aiea | HI | 96701 | Chevron Environmental Management Company | Americas West Logistics team 145 South State College Blvd, Room 5032 | Aiea | HI | 96701 | 92 | 1990-07-01 | Currently in Use |  | 12000 | Gasoline
9-200034 | Mid Pac Petroleum LLC 2706474 | 99-236 MOANALUA RD | Aiea | HI | 96701 | Chevron Environmental Management Company | Americas West Logistics team 145 South State College Blvd, Room 5032 | Aiea | HI | 96701 | r-6233-4 | 1990-07-16 | Permanently out of Use | 2008-10-20 | 520 | Used Oil
9-201241 | KURODA CHEVRON SERVICE STATION | 99-245 MOANALUA RD | Aiea | HI | 96701 | CHEVRON PRODUCTS COMPANY | 91-480 MALAKOLE ST. | Aiea | HI | 96701 | R-1 | 1977-04-21 | Permanently Out of Use | 2001-07-05 | 10000 | Gasoline
9-201241 | KURODA CHEVRON SERVICE STATION | 99-245 MOANALUA RD | Aiea | HI | 96701 | CHEVRON PRODUCTS COMPANY | 91-480 MALAKOLE ST. | Aiea | HI | 96701 | R-2 | 1977-04-21 | Permanently Out of Use | 2001-07-05 | 10000 | Gasoline
9-201241 | KURODA CHEVRON SERVICE STATION | 99-245 MOANALUA RD | Aiea | HI | 96701 | CHEVRON PRODUCTS COMPANY | 91-480 MALAKOLE ST. | Aiea | HI | 96701 | R-3 | 1977-04-21 | Permanently Out of Use | 2001-07-05 | 10000 | Gasoline
9-702561 | M & H Service | 9935 KAUMUALII HWY | Waimea | HI | 96796 | KAUAI PETROLEUM CO., LTD. | P.O. BOX 1128 | Waimea | HI | 96796 | R-2 | 1965-01-01 | Permanently Out of Use | 1998-12-11 | 1000 | Gasoline
9-702561 | M & H Service | 9935 KAUMUALII HWY | Waimea | HI | 96796 | KAUAI PETROLEUM CO., LTD. | P.O. BOX 1128 | Waimea | HI | 96796 | R-3 | 1965-01-01 | Permanently Out of Use | 1998-12-11 | 1000 | Gasoline
9-702561 | M & H Service | 9935 KAUMUALII HWY | Waimea | HI | 96796 | KAUAI PETROLEUM CO., LTD. | P.O. BOX 1128 | Waimea | HI | 96796 | r-87 | 1999-01-01 | Permanently out of Use | 2009-02-13 | 4000 | Gasoline
9-702561 | M & H Service | 9935 KAUMUALII HWY | Waimea | HI | 96796 | KAUAI PETROLEUM CO., LTD. | P.O. BOX 1128 | Waimea | HI | 96796 | r-92 | 1999-01-01 | Permanently out of Use | 2009-02-12 | 4000 | Gasoline
9-702561 | M & H Service | 9935 KAUMUALII HWY | Waimea | HI | 96796 | KAUAI PETROLEUM CO., LTD. | P.O. BOX 1128 | Waimea | HI | 96796 | r-d#2 | 1999-01-01 | Permanently out of Use | 2009-02-12 | 2000 | Diesel
9-702561 | M & H Service | 9935 KAUMUALII HWY | Waimea | HI | 96796 | KAUAI PETROLEUM CO., LTD. | P.O. BOX 1128 | Waimea | HI | 96796 | R-1 | 1965-01-01 | Permanently Out of Use | 1998-12-11 | 1000 | Gasoline
9-702733 | DOWNIE'S UNOCAL 76 | 9949 WAIMEA RD | Waimea | HI | 96796 | RONALD HAMADA | P.O. BOX 506 | Waimea | HI | 96796 | R-2 |  | Permanently Out of Use | 1993-02-12 | 1000 | Not Listed
9-702733 | DOWNIE'S UNOCAL 76 | 9949 WAIMEA RD | Waimea | HI | 96796 | RONALD HAMADA | P.O. BOX 506 | Waimea | HI | 96796 | R-1 |  | Permanently Out of Use | 1993-02-12 | 1000 | Not Listed
9-103739 | ALOHA STADIUM | 99-500 SALT LAKE BLVD | Honolulu | HI | 96818 | STATE DAGS - DIVISION OF PUBLIC WORK | P.O. BOX 119 | Honolulu | HI | 96818 | r-M-1 | 1975-07-01 | Permanently out of Use | 2002-02-11 | 225 | Diesel
9-103739 | ALOHA STADIUM | 99-500 SALT LAKE BLVD | Honolulu | HI | 96818 | Stadium Authority | P.O. Box 30666 | Honolulu | HI | 96818 | r-M-1 | 1975-07-01 | Permanently out of Use | 2002-02-11 | 225 | Diesel
9-201976 | HALAWA WASTEWATER PUMP STATION | 99-560 SALT LAKE BLVD | Aiea | HI | 96701 | C&C HNL - DEPT OF ENVIRONMENTAL SERVICES | 1000 ULU'OHIA STREET, SUITE 308 | Aiea | HI | 96701 | M-1 | 1988-05-08 | Currently in Use |  | 4000 | Diesel
9-200780 | EAGLE DISTRIBUTORS, INC. | 99-877 IWAENA ST | Aiea | HI | 96701 | DOTY EQUITIES, INC | 99-877 Iwaena st IWAENA ST | Aiea | HI | 96701 | R-1 | 1983-04-01 | Permanently Out of Use | 1994-08-30 | 2000 | Gasoline
9-200780 | EAGLE DISTRIBUTORS, INC. | 99-877 IWAENA ST | Aiea | HI | 96701 | DOTY EQUITIES, INC | 99-877 Iwaena st IWAENA ST | Aiea | HI | 96701 | R-2 | 1983-02-26 | Permanently Out of Use | 1994-08-30 | 2500 | Gasoline
9-200780 | EAGLE DISTRIBUTORS, INC. | 99-877 IWAENA ST | Aiea | HI | 96701 | DOTY EQUITIES, INC | 99-877 Iwaena st IWAENA ST | Aiea | HI | 96701 | R-3 | 1983-02-26 | Permanently Out of Use | 1994-08-30 | 3000 | Diesel
9-203777 | FORMER KURODA SERVICE STATION | 99-88B UPAPALU DRIVE | Aiea | HI | 96701 | ELEANOR PACK | 98-444 KAAMILO ST | Aiea | HI | 96701 | R-1 | 1938-01-01 | Permanently Out of Use | 2004-03-17 | 1000 | Gasoline
9-203777 | FORMER KURODA SERVICE STATION | 99-88B UPAPALU DRIVE | Aiea | HI | 96701 | ELEANOR PACK | 98-444 KAAMILO ST | Aiea | HI | 96701 | R-2 | 1938-01-01 | Permanently Out of Use | 2004-03-17 | 1000 | Gasoline
9-601623 | HAWAII PETROLEUM DISTRIBUTION | 999 KALANIANAOLE AVE | Hilo | HI | 96720 | TEXACO REFINING & MARKETING INC. | ENVIRONMENTAL SERVICES 800 SW FIRST AVE., SUITE 180 | Hilo | HI | 96720 | R-3 |  | Permanently Out of Use | 1996-01-23 | 300 | Gasoline
9-202399 | HALAWA HIGH SECURITY CORRECTIONAL FACILITY | 99-902 MOANALUA HWY | Aiea | HI | 96701 | STATE PSD | 919 ALA MOANA BLVD, 4th Floor | Aiea | HI | 96701 | R-2 | 1974-11-28 | Permanently Out of Use | 1994-03-03 | 2000 | Gasoline
9-202399 | HALAWA HIGH SECURITY CORRECTIONAL FACILITY | 99-902 MOANALUA HWY | Aiea | HI | 96701 | STATE PSD | 919 ALA MOANA BLVD, 4th Floor | Aiea | HI | 96701 | R-1 | 1974-11-28 | Permanently Out of Use | 1994-03-03 | 2000 | Gasoline
9-202153 | HALAWA MEDIUM SECURITY CORRECTIONAL FACILITY | 99-902 MOANALUA HWY | Aiea | HI | 96701 | STATE PSD | 919 ALA MOANA BLVD, 4th Floor | Aiea | HI | 96701 | R-M-2 | 1984-11-28 | Permanently Out of Use | 1999-04-20 | 2550 | Gasoline
9-202153 | HALAWA MEDIUM SECURITY CORRECTIONAL FACILITY | 99-902 MOANALUA HWY | Aiea | HI | 96701 | STATE PSD | 919 ALA MOANA BLVD, 4th Floor | Aiea | HI | 96701 | R-M-1 | 1984-11-28 | Permanently Out of Use | 1999-04-20 | 2550 | Gasoline
9-202153 | HALAWA MEDIUM SECURITY CORRECTIONAL FACILITY | 99-902 MOANALUA HWY | Aiea | HI | 96701 | STATE PSD | 919 ALA MOANA BLVD, 4th Floor | Aiea | HI | 96701 | R-M-4 | 1984-11-28 | Permanently Out of Use | 1999-04-20 | 4000 | Diesel
9-202399 | HALAWA HIGH SECURITY CORRECTIONAL FACILITY | 99-902 MOANALUA HWY | Aiea | HI | 96701 | STATE PSD | 919 ALA MOANA BLVD, 4th Floor | Aiea | HI | 96701 | R-3 | 1977-11-28 | Permanently Out of Use | 1994-02-28 | 550 | Diesel
9-202153 | HALAWA MEDIUM SECURITY CORRECTIONAL FACILITY | 99-902 MOANALUA HWY | Aiea | HI | 96701 | STATE PSD | 919 ALA MOANA BLVD, 4th Floor | Aiea | HI | 96701 | R-M-3 | 1984-11-28 | Permanently Out of Use | 1999-04-20 | 2550 | Diesel
9-101927 | ANIMAL QUARANTINE STATION | 99-951 HALAWA VALLEY ST | Aiea | HI | 96701 | STATE DOA | 99-951 HALAWA VALLEY St | Aiea | HI | 96701 | R-1 | 1971-01-22 | Permanently Out of Use | 1990-11-05 | 600 | Kerosene
9-200299 | QUALITY MASONS INC. | 99-970-C IWAEHA ST | Aiea | HI | 96701 | QUALITY MASONS INC. | 99-1245 WAIUA PL | Aiea | HI | 96701 | R-3 | 1985-12-30 | Permanently Out of Use | 1989-08-30 | 1000 | Gasoline
9-200299 | QUALITY MASONS INC. | 99-970-C IWAEHA ST | Aiea | HI | 96701 | QUALITY MASONS INC. | 99-1245 WAIUA PL | Aiea | HI | 96701 | R-2 | 1985-12-30 | Permanently Out of Use | 1989-08-30 | 1000 | Gasoline
9-200299 | QUALITY MASONS INC. | 99-970-C IWAEHA ST | Aiea | HI | 96701 | QUALITY MASONS INC. | 99-1245 WAIUA PL | Aiea | HI | 96701 | R-1 | 1985-12-30 | Permanently Out of Use | 1989-08-30 | 1000 | Diesel
9-200151 | C&CH HALAWA BUS FACILITY | 99-999 IWAENA ST | Aiea | HI | 96701 | C&C HNL - DEPT. OF FACILITY MAINTENANCE | AUTOMOTIVE SERVICES DIVISION 1000 ULUOHIA ST, SUITE 215 | Aiea | HI | 96701 | R-T-8 | 1979-07-16 | Permanently Out of Use | 2003-01-27 | 2000 | Other
9-200151 | C&CH HALAWA BUS FACILITY | 99-999 IWAENA ST | Aiea | HI | 96701 | C&C HNL - DEPT. OF FACILITY MAINTENANCE | AUTOMOTIVE SERVICES DIVISION 1000 ULUOHIA ST, SUITE 215 | Aiea | HI | 96701 | R-T-2 | 1979-07-01 | Permanently Out of Use | 2003-01-27 | 12000 | Diesel
9-200151 | C&CH HALAWA BUS FACILITY | 99-999 IWAENA ST | Aiea | HI | 96701 | C&C HNL - DEPT. OF FACILITY MAINTENANCE | AUTOMOTIVE SERVICES DIVISION 1000 ULUOHIA ST, SUITE 215 | Aiea | HI | 96701 | T-15 |  | Permanently Out of Use | 2003-01-27 | 750 | Other
9-200151 | C&CH HALAWA BUS FACILITY | 99-999 IWAENA ST | Aiea | HI | 96701 | C&C HNL - DEPT. OF FACILITY MAINTENANCE | AUTOMOTIVE SERVICES DIVISION 1000 ULUOHIA ST, SUITE 215 | Aiea | HI | 96701 | R-13 | 1978-06-01 | Permanently Out of Use | 1998-10-28 | 250 | Used Oil
9-200151 | C&CH HALAWA BUS FACILITY | 99-999 IWAENA ST | Aiea | HI | 96701 | C&C HNL - DEPT. OF FACILITY MAINTENANCE | AUTOMOTIVE SERVICES DIVISION 1000 ULUOHIA ST, SUITE 215 | Aiea | HI | 96701 | R-T-1 | 1979-07-16 | Permanently Out of Use | 2003-01-27 | 12000 | Diesel
9-200151 | C&CH HALAWA BUS FACILITY | 99-999 IWAENA ST | Aiea | HI | 96701 | C&C HNL - DEPT. OF FACILITY MAINTENANCE | AUTOMOTIVE SERVICES DIVISION 1000 ULUOHIA ST, SUITE 215 | Aiea | HI | 96701 | R-T-14 | 1979-07-16 | Permanently Out of Use | 2003-01-27 | 1000 | Gasoline
9-200151 | C&CH HALAWA BUS FACILITY | 99-999 IWAENA ST | Aiea | HI | 96701 | C&C HNL - DEPT. OF FACILITY MAINTENANCE | AUTOMOTIVE SERVICES DIVISION 1000 ULUOHIA ST, SUITE 215 | Aiea | HI | 96701 | R-T-6 | 1979-07-16 | Permanently Out of Use | 2003-01-27 | 2000 | Other
9-200151 | C&CH HALAWA BUS FACILITY | 99-999 IWAENA ST | Aiea | HI | 96701 | C&C HNL - DEPT. OF FACILITY MAINTENANCE | AUTOMOTIVE SERVICES DIVISION 1000 ULUOHIA ST, SUITE 215 | Aiea | HI | 96701 | r-T-10 | 1979-07-16 | Permanently Out of Use | 2003-01-27 | 2000 | Used Oil
9-200151 | C&CH HALAWA BUS FACILITY | 99-999 IWAENA ST | Aiea | HI | 96701 | C&C HNL - DEPT. OF FACILITY MAINTENANCE | AUTOMOTIVE SERVICES DIVISION 1000 ULUOHIA ST, SUITE 215 | Aiea | HI | 96701 | R-T-4 | 1979-07-16 | Permanently Out of Use | 2003-01-27 | 12000 | Diesel
9-200151 | C&CH HALAWA BUS FACILITY | 99-999 IWAENA ST | Aiea | HI | 96701 | C&C HNL - DEPT. OF FACILITY MAINTENANCE | AUTOMOTIVE SERVICES DIVISION 1000 ULUOHIA ST, SUITE 215 | Aiea | HI | 96701 | R-T-3 | 1979-07-16 | Permanently Out of Use | 2003-01-27 | 12000 | Diesel
9-200151 | C&CH HALAWA BUS FACILITY | 99-999 IWAENA ST | Aiea | HI | 96701 | C&C HNL - DEPT. OF FACILITY MAINTENANCE | AUTOMOTIVE SERVICES DIVISION 1000 ULUOHIA ST, SUITE 215 | Aiea | HI | 96701 | R-T-5 | 1979-07-16 | Permanently Out of Use | 2003-01-27 | 2000 | Gasoline
9-200151 | C&CH HALAWA BUS FACILITY | 99-999 IWAENA ST | Aiea | HI | 96701 | C&C HNL - DEPT. OF FACILITY MAINTENANCE | AUTOMOTIVE SERVICES DIVISION 1000 ULUOHIA ST, SUITE 215 | Aiea | HI | 96701 | R-T-7 | 1979-07-16 | Permanently Out of Use | 2003-01-27 | 2000 | Other
9-200151 | C&CH HALAWA BUS FACILITY | 99-999 IWAENA ST | Aiea | HI | 96701 | C&C HNL - DEPT. OF FACILITY MAINTENANCE | AUTOMOTIVE SERVICES DIVISION 1000 ULUOHIA ST, SUITE 215 | Aiea | HI | 96701 | R-11 | 1978-06-01 | Permanently Out of Use | 1998-10-28 | 250 | Used Oil
9-200151 | C&CH HALAWA BUS FACILITY | 99-999 IWAENA ST | Aiea | HI | 96701 | C&C HNL - DEPT. OF FACILITY MAINTENANCE | AUTOMOTIVE SERVICES DIVISION 1000 ULUOHIA ST, SUITE 215 | Aiea | HI | 96701 | R-T-12 | 1979-07-16 | Permanently Out of Use | 2003-01-27 | 1000 | Used Oil
9-200151 | C&CH HALAWA BUS FACILITY | 99-999 IWAENA ST | Aiea | HI | 96701 | C&C HNL - DEPT. OF FACILITY MAINTENANCE | AUTOMOTIVE SERVICES DIVISION 1000 ULUOHIA ST, SUITE 215 | Aiea | HI | 96701 | R-T-9 | 1979-07-16 | Permanently Out of Use | 2003-01-27 | 2000 | Other
9-103297 | HICKAM AIR FORCE BASE | Abandoned Vehicle Parking Area near Bldg 3245 | Hickam Air Force Base | HI | 96853 | U.S. AIR FORCE |  | Hickam Air Force Base | HI | 96853 | R-AVPA-B |  | Permanently Out of Use | 1997-10-17 | 550 | Not Listed
9-103447 | HICKAM AIR FORCE BASE | ACROSS HAZARDOUS CARGO PARKING site st20, subsite f-727 TANK 727 | Hickam Air Force Base | HI | 96853 | U.S. AIR FORCE |  | Hickam Air Force Base | HI | 96853 | R-M-F 727 | 1945-01-01 | Permanently Out of Use | 1999-03-30 | 1000 | Diesel
9-102129 | USMC - KMCAS | ACROSS ST BLDG 1282 TANK KB63, KB64 | Kaneohe Marine Corps Base | HI | 96863 | U.S. MARINE CORPS BASE HAWAII | Facilities Department Box 63002 | Kaneohe Marine Corps Base | HI | 96863 | R-KB63 |  | Permanently Out of Use | 1995-05-01 | 3000 | Gasoline
9-102129 | USMC - KMCAS | ACROSS ST BLDG 1282 TANK KB63, KB64 | Kaneohe Marine Corps Base | HI | 96863 | U.S. MARINE CORPS BASE HAWAII | Facilities Department Box 63002 | Kaneohe Marine Corps Base | HI | 96863 | R-KB64 |  | Permanently Out of Use | 1995-05-01 | 3000 | Gasoline
9-201817 | POAMOHO CRATE YARD / FIELD 9 | Address Unknown | Schofield Barracks | HI | 96786 | DEL MONTE CORPORATION | P.O. BOX 200 | Schofield Barracks | HI | 96786 | R-2 |  | Permanently Out of Use | 1987-03-01 | 6000 | Diesel
9-601916 | Hawaii County CAPTAIN COOK FIRE STATION | Address Unknown | Captain Cook | HI | 96704 | COUNTY OF HAWAII - FIRE DEPT | 466 KINOOLE ST | Captain Cook | HI | 96704 | R-001 | 1966-11-21 | Permanently Out of Use |  | 500 | Diesel
9-703101 | PAPAPAHOLAHOLA COMMUNICATION SIT | Address Unknown | Kalaheo | HI | 96741 | U.S. ARMY CORPS OF ENGINEERS | PACIFIC OCEAN DIVISION / CE-POD-ED-EH | Kalaheo | HI | 96741 | R-2 |  | Permanently Out of Use | 1996-02-13 | 350 | Diesel
9-201817 | POAMOHO CRATE YARD / FIELD 9 | Address Unknown | Schofield Barracks | HI | 96786 | DEL MONTE CORPORATION | P.O. BOX 200 | Schofield Barracks | HI | 96786 | R-3 |  | Permanently Out of Use |  | 2000 | Diesel
9-702456 | VECTOR CONTROL BUILDING | Address Unknown | Lihue | HI | 96766 | STATE DOH - VECTOR CONTROL BLDG | Address Unknown | Lihue | HI | 96766 | R-1 |  | Permanently Out of Use |  |  | Not Listed
9-703101 | PAPAPAHOLAHOLA COMMUNICATION SIT | Address Unknown | Kalaheo | HI | 96741 | U.S. ARMY CORPS OF ENGINEERS | PACIFIC OCEAN DIVISION / CE-POD-ED-EH | Kalaheo | HI | 96741 | R-1 |  | Permanently Out of Use | 1996-02-13 | 350 | Diesel
9-201817 | POAMOHO CRATE YARD / FIELD 9 | Address Unknown | Schofield Barracks | HI | 96786 | DEL MONTE CORPORATION | P.O. BOX 200 | Schofield Barracks | HI | 96786 | R-1 |  | Permanently Out of Use | 1987-03-30 | 6000 | Gasoline
9-603503 | SEICHI HONMA STATION | ADJACENT TO 43-1528 HAUOLA RD | Paauilo | HI | 96776 | SEICHI HONMA STATION | P.O. BOX 124 | Paauilo | HI | 96776 | R-1 | 1940-01-01 | Permanently Out of Use | 1999-03-10 | 1000 | Gasoline
9-603503 | SEICHI HONMA STATION | ADJACENT TO 43-1528 HAUOLA RD | Paauilo | HI | 96776 | SEICHI HONMA STATION | P.O. BOX 124 | Paauilo | HI | 96776 | R-2 | 1940-01-01 | Permanently Out of Use | 1999-03-10 | 1000 | Gasoline
9-701849 | GRAY LINE HAWAII LTD. | AHUKINI RD / LIHUE AIRPORT | Lihue | HI | 96766 | GRAY LINE HAWAII, LTD. | AHUKINI RD. / LIHUE AIRPORT | Lihue | HI | 96766 | P-3 | 1976-02-15 | Permanently Out of Use |  | 4000 | Kerosene
9-701849 | GRAY LINE HAWAII LTD. | AHUKINI RD / LIHUE AIRPORT | Lihue | HI | 96766 | GRAY LINE HAWAII, LTD. | AHUKINI RD. / LIHUE AIRPORT | Lihue | HI | 96766 | P-2 | 1976-02-15 | Permanently Out of Use |  | 3000 | Kerosene
9-701849 | GRAY LINE HAWAII LTD. | AHUKINI RD / LIHUE AIRPORT | Lihue | HI | 96766 | GRAY LINE HAWAII, LTD. | AHUKINI RD. / LIHUE AIRPORT | Lihue | HI | 96766 | P-1 | 1979-02-15 | Permanently Out of Use |  | 10000 | Diesel
9-701758 | KAUAI ISLAND TOURS, INC. | AHUKINI RD, LIHUE AIRPORT | Lihue | HI | 96766 | KAUAI ISLAND TOURS, INC. |  | Lihue | HI | 96766 | R-A-3 | 1974-02-11 | Permanently Out of Use | 1996-10-31 | 10000 | Diesel
9-701758 | KAUAI ISLAND TOURS, INC. | AHUKINI RD, LIHUE AIRPORT | Lihue | HI | 96766 | KAUAI ISLAND TOURS, INC. |  | Lihue | HI | 96766 | R-A-1 | 1974-02-11 | Permanently Out of Use | 1996-10-31 | 10000 | Gasoline
9-701758 | KAUAI ISLAND TOURS, INC. | AHUKINI RD, LIHUE AIRPORT | Lihue | HI | 96766 | KAUAI ISLAND TOURS, INC. |  | Lihue | HI | 96766 | R-A-2 | 1974-02-11 | Permanently Out of Use | 1996-10-30 | 6000 | Gasoline
9-202420 | KAPIOLANI BAKERY | AIEA SHOPPING CENTER | Aiea | HI | 96701 | KAPIOLANI BAKERY | AIEA SHOPPING CENTER | Aiea | HI | 96701 | R-1 | 1965-12-31 | Permanently Out of Use | 1991-02-26 | 550 | Diesel
9-100954 | AINA HAINA LAUNDROMAT | AINA HAINA SHOPPING CENTER | Honolulu | HI | 96821 | BRAIN WHITTAKER | WAIALAE LAUNDRY / 4210 WAIALAE AVE | Honolulu | HI | 96821 | 001 | 1981-04-16 | Permanently Out of Use |  | 550 | Diesel
9-201160 | A T & T KEAWAULA CABLE STATION | AIR FORCE TRACKING STATION RD | Kaena Point | HI | 96792 | A T & T COMMUNICATION |  | Kaena Point | HI | 96792 | 01 | 1969-01-01 | Permanently Out of Use | 1995-03-09 | 5000 | Diesel
9-201160 | A T & T KEAWAULA CABLE STATION | AIR FORCE TRACKING STATION RD | Kaena Point | HI | 96792 | A T & T COMMUNICATION |  | Kaena Point | HI | 96792 | 02 | 1969-01-01 | Permanently Out of Use | 1995-03-09 | 5000 | Diesel
9-601310 | KEAHOLE AIRPORT | AIRPORT MAINTENANCE BASEYARD P.O. BOX 1660 | Kailua-Kona | HI | 96745 | STATE DOT - AIRPORTS DIVISION |  | Kailua-Kona | HI | 96745 | R-1 | 1984-05-02 | Permanently Out of Use | 1998-12-09 | 1000 | Diesel
9-601310 | KEAHOLE AIRPORT | AIRPORT MAINTENANCE BASEYARD P.O. BOX 1660 | Kailua-Kona | HI | 96745 | STATE DOT - AIRPORTS DIVISION |  | Kailua-Kona | HI | 96745 | R-4 | 1984-05-02 | Permanently Out of Use | 1998-12-09 | 550 | Used Oil
9-601310 | KEAHOLE AIRPORT | AIRPORT MAINTENANCE BASEYARD P.O. BOX 1660 | Kailua-Kona | HI | 96745 | STATE DOT - AIRPORTS DIVISION |  | Kailua-Kona | HI | 96745 | R-3 | 1984-05-02 | Permanently Out of Use | 1998-12-09 | 1000 | Gasoline
9-601310 | KEAHOLE AIRPORT | AIRPORT MAINTENANCE BASEYARD P.O. BOX 1660 | Kailua-Kona | HI | 96745 | STATE DOT - AIRPORTS DIVISION |  | Kailua-Kona | HI | 96745 | R-2 | 1984-05-02 | Permanently Out of Use | 1998-12-09 | 1000 | Gasoline
9-600475 | KOHALA TRADE CENTER SS | AKONI PULE HWY RT 270 AT RT 250 | Hawi | HI | 96719 | MS. MIHO YONEYAMA - KOHALA TRADE CENTER | 69-1035 KEANA PLACE, SUITE 22 | Hawi | HI | 96719 | R-1 | 1971-05-09 | Permanently Out of Use | 1995-05-09 | 6250 | Gasoline
9-600475 | KOHALA TRADE CENTER SS | AKONI PULE HWY RT 270 AT RT 250 | Hawi | HI | 96719 | MS. MIHO YONEYAMA - KOHALA TRADE CENTER | 69-1035 KEANA PLACE, SUITE 22 | Hawi | HI | 96719 | R-2 | 1971-05-09 | Permanently Out of Use | 1995-05-09 | 6250 | Gasoline
9-700623 | DOLLAR RENT-A-CAR HAWAII | AKUHINI RD AT KAUAI AIRPORT | Lihue | HI | 96766 | PACIFIC INTERNATIONAL SERVICES | 1600 KAPIOLANI BLVD. #825 | Lihue | HI | 96766 | R-01 | 1982-05-04 | Permanently Out of Use |  | 10000 | Gasoline
9-102736 | DOLE PACKAGED FOODS CO. | ALA KAWA ST / WAREHOUSE 59 | Honolulu | HI | 96800 | DOLE FOOD COMPANY HAWAII, INC | 1116 WHITMORE AVE | Honolulu | HI | 96800 | R-1 |  | Permanently Out of Use | 1993-03-03 | 7000 | Diesel
9-102736 | DOLE PACKAGED FOODS CO. | ALA KAWA ST / WAREHOUSE 59 | Honolulu | HI | 96800 | DOLE FOOD COMPANY HAWAII, INC | 1116 WHITMORE AVE | Honolulu | HI | 96800 | R-2 |  | Permanently Out of Use | 1993-03-03 | 7000 | Gasoline
9-101787 | FORT DERUSSY CENTRAL OFFICE | ALA MOANA BLVD & KALIA RD | Honolulu | HI | 96815 | Hawaiian Telcom | P.O. Box 2200 | Honolulu | HI | 96815 | R-M-1 | 1987-07-02 | Permanently Out of Use | 1998-11-12 | 550 | Gasoline
9-501344 | Spreckelsville SPS | Alapaka Pl / Laulea Pl | Kahului | HI | 96732 | COUNTY OF MAUI - PUBLIC WORKS & WASTE MANAGEMENT | 200 S HIGH ST | Kahului | HI | 96732 | R-M-1 | 1985-05-05 | Permanently Out of Use | 1998-10-16 | 285 | Diesel
9-603532 | ALENAIO STREAM FLOOD CONTROL PROJECT | ALENAIO STREAM FLOOD CONTROL PROJECT | Hilo | HI | 96720 | UNDETERMINED AT THIS TIME | Address Unknown | Hilo | HI | 96720 | R-1 |  | Permanently Out of Use | 1996-12-27 | 550 | Diesel
9-600569 | HUEHUE RADIO SITE | ALONG HAWAII BELT RD, TURN MAUKA AT 29 MILE MARKER FROM KAMUELA N. HILO | Kailua-Kona | HI | 96740 | Insite Wireless Group | 1199 North Fiairfax St., #700 | Kailua-Kona | HI | 96740 | m-2 | 1998-11-01 | Currently In Use |  | 600 | Diesel
9-600569 | HUEHUE RADIO SITE | ALONG HAWAII BELT RD, TURN MAUKA AT 29 MILE MARKER FROM KAMUELA N. HILO | Kailua-Kona | HI | 96740 | Insite Wireless Group | 1199 North Fiairfax St., #700 | Kailua-Kona | HI | 96740 | R-1 | 1983-05-08 | Permanently Out of Use | 1998-11-05 | 285 | Diesel
9-503742 | HAWAIIAN BITUMULS PAVING & PRECAST CO. | AMERON CAMP 10 QUARRY ROAD | Puunene | HI | 96784 | DILLINGHAM CONSTRUCTION PACIFIC LTD | P.O. BOX 4088 | Puunene | HI | 96784 | R-5 | 1944-01-01 | Permanently Out of Use | 1995-01-01 | 10000 | Diesel
9-503742 | HAWAIIAN BITUMULS PAVING & PRECAST CO. | AMERON CAMP 10 QUARRY ROAD | Puunene | HI | 96784 | DILLINGHAM CONSTRUCTION PACIFIC LTD | P.O. BOX 4088 | Puunene | HI | 96784 | R-1 | 1944-01-01 | Permanently Out of Use | 1995-01-01 | 10000 | Other
9-103078 | WHEELER ARMY AIRFIELD | AREA 700 | Wheeler Army Airfield | HI | 96854 | U.S. ARMY ENGINEER DISTRICT, HAWAII | HAWAII AREA OFFICE / BUILDING 230, CEPOH-HA-F | Wheeler Army Airfield | HI | 96854 | r-1 |  | Permanently out of Use | 1995-05-12 |  | Not Listed
9-203141 | EWA BY GENTRY - EAST WASTEWATER 1 | At about 91-140 Keaunui Dr. | Ewa Beach | HI | 96706 | C&C of Honolulu Dept of Environmental Services | 1000 Uluohia Street, Suite 308 | Ewa Beach | HI | 96706 | M-1 | 1995-10-01 | Currently in Use |  | 1000 | Diesel
9-500372 | TEXTRON DEFENSE SYSTEMS | AVCO RESEARCH LAB / OMOPIO/PULEHU RD | Puunene | HI | 96784 | TEXRON DEFENSE SYSTEMS | 201 LOWELL ST | Puunene | HI | 96784 | R-1 | 1985-04-10 | Permanently Out of Use | 1992-01-24 | 2750 | Gasoline
9-502711 | PAIA FACTORY | BALDWIN AVE | Paia | HI | 96779 | HAWAIIAN COMMERCIAL AND SUGAR CO | HANSEN ROAD | Paia | HI | 96779 | R-x-1 |  | Permanently out of Use | 2007-06-18 | 3000 | Diesel
9-502711 | PAIA FACTORY | BALDWIN AVE | Paia | HI | 96779 | HAWAIIAN COMMERCIAL AND SUGAR CO | HANSEN ROAD | Paia | HI | 96779 | R-T4 |  | Permanently Out of Use | 2000-12-01 | 1127 | Gasoline
9-502711 | PAIA FACTORY | BALDWIN AVE | Paia | HI | 96779 | HAWAIIAN COMMERCIAL AND SUGAR CO | HANSEN ROAD | Paia | HI | 96779 | R-T3 |  | Permanently Out of Use | 2000-12-01 | 1127 | Gasoline
9-502711 | PAIA FACTORY | BALDWIN AVE | Paia | HI | 96779 | HAWAIIAN COMMERCIAL AND SUGAR CO | HANSEN ROAD | Paia | HI | 96779 | R-15-T2 |  | Permanently Out of Use | 2000-11-01 | 1127 | Gasoline
9-502711 | PAIA FACTORY | BALDWIN AVE | Paia | HI | 96779 | HAWAIIAN COMMERCIAL AND SUGAR CO | HANSEN ROAD | Paia | HI | 96779 | R-03 | 1966-05-05 | Permanently Out of Use | 1988-11-15 | 10500 | Gasoline
9-502711 | PAIA FACTORY | BALDWIN AVE | Paia | HI | 96779 | HAWAIIAN COMMERCIAL AND SUGAR CO | HANSEN ROAD | Paia | HI | 96779 | R-05 | 1966-05-05 | Permanently Out of Use | 1988-11-05 | 5500 | Diesel
9-502711 | PAIA FACTORY | BALDWIN AVE | Paia | HI | 96779 | HAWAIIAN COMMERCIAL AND SUGAR CO | HANSEN ROAD | Paia | HI | 96779 | R-08 | 1920-05-05 | Permanently Out of Use | 1988-11-07 | 44000 | Used Oil
9-502711 | PAIA FACTORY | BALDWIN AVE | Paia | HI | 96779 | HAWAIIAN COMMERCIAL AND SUGAR CO | HANSEN ROAD | Paia | HI | 96779 | R-14 -T1 |  | Permanently Out of Use | 2000-11-01 | 630 | Kerosene
9-502711 | PAIA FACTORY | BALDWIN AVE | Paia | HI | 96779 | Hawaiian Commercial & Sugar Company | P.O. Box 266 | Paia | HI | 96779 | R-03 | 1966-05-05 | Permanently Out of Use | 1988-11-15 | 10500 | Gasoline
9-502711 | PAIA FACTORY | BALDWIN AVE | Paia | HI | 96779 | Hawaiian Commercial & Sugar Company | P.O. Box 266 | Paia | HI | 96779 | R-05 | 1966-05-05 | Permanently Out of Use | 1988-11-05 | 5500 | Diesel
9-502711 | PAIA FACTORY | BALDWIN AVE | Paia | HI | 96779 | Hawaiian Commercial & Sugar Company | P.O. Box 266 | Paia | HI | 96779 | R-08 | 1920-05-05 | Permanently Out of Use | 1988-11-07 | 44000 | Used Oil
9-502711 | PAIA FACTORY | BALDWIN AVE | Paia | HI | 96779 | Hawaiian Commercial & Sugar Company | P.O. Box 266 | Paia | HI | 96779 | R-14 -T1 |  | Permanently Out of Use | 2000-11-01 | 630 | Kerosene
9-502711 | PAIA FACTORY | BALDWIN AVE | Paia | HI | 96779 | Hawaiian Commercial & Sugar Company | P.O. Box 266 | Paia | HI | 96779 | R-T3 |  | Permanently Out of Use | 2000-12-01 | 1127 | Gasoline
9-502711 | PAIA FACTORY | BALDWIN AVE | Paia | HI | 96779 | Hawaiian Commercial & Sugar Company | P.O. Box 266 | Paia | HI | 96779 | R-T4 |  | Permanently Out of Use | 2000-12-01 | 1127 | Gasoline
9-502711 | PAIA FACTORY | BALDWIN AVE | Paia | HI | 96779 | Hawaiian Commercial & Sugar Company | P.O. Box 266 | Paia | HI | 96779 | R-x-1 |  | Permanently out of Use | 2007-06-18 | 3000 | Diesel
9-502711 | PAIA FACTORY | BALDWIN AVE | Paia | HI | 96779 | Hawaiian Commercial & Sugar Company | P.O. Box 266 | Paia | HI | 96779 | R-15-T2 |  | Permanently Out of Use | 2000-11-01 | 1127 | Gasoline
9-602470 | DOLLAR RENT-A-CAR (PMID ITO) | BASE YARD LOT #1 HILO INTERNATIONAL AIRPORT | Hilo | HI | 96720 | PACIFIC INTERNATIONAL SERVICES | 1600 KAPIOLANI BLVD. #825 | Hilo | HI | 96720 | R-1 | 1982-03-15 | Permanently Out of Use | 1997-12-17 | 4000 | Gasoline
9-203648 | HICKAM AIR FORCE BASE | BCE MAINTENANCE COMPLEX WORCHESTER AVENUE | Hickam Air Force Base | HI | 96853 | U.S. AIR FORCE |  | Hickam Air Force Base | HI | 96853 | R-1 |  | Permanently Out of Use | 2000-08-09 | 500 | Used Oil
9-100499 | HANAUMA BAY CABLE TERMINAL BUILDING | BEACH ACCESS RD | Honolulu | HI | 96841 | Hawaiian Telcom | P.O. Box 2200 | Honolulu | HI | 96841 | M-2 | 1990-12-29 | Currently in Use |  | 550 | Diesel
9-100499 | HANAUMA BAY CABLE TERMINAL BUILDING | BEACH ACCESS RD | Honolulu | HI | 96841 | Hawaiian Telcom | P.O. Box 2200 | Honolulu | HI | 96841 | R-001 | 1956-01-07 | Permanently Out of Use | 1990-12-27 | 3000 | Diesel
9-100499 | HANAUMA BAY CABLE TERMINAL BUILDING | BEACH ACCESS RD | Honolulu | HI | 96841 | Insite Wireless Group | 1199 North Fiairfax St., #700 | Honolulu | HI | 96841 | R-001 | 1956-01-07 | Permanently Out of Use | 1990-12-27 | 3000 | Diesel
9-100499 | HANAUMA BAY CABLE TERMINAL BUILDING | BEACH ACCESS RD | Honolulu | HI | 96841 | Insite Wireless Group | 1199 North Fiairfax St., #700 | Honolulu | HI | 96841 | M-2 | 1990-12-29 | Currently in Use |  | 550 | Diesel
9-102932 | WHEELER ARMY AIR FIELD | BLDG 114 | Wheeler Army Airfield | HI | 96854 | U.S. ARMY GARRISON | DIRECTORATE OF PUBLIC WORKS ENVIRONMENTAL SECTION | Wheeler Army Airfield | HI | 96854 | R-114-1 |  | Permanently Out of Use | 1994-02-14 | 500 | Diesel
9-203361 | USMC- MARINE BASE CORPS HAWAII | BLDG 6003 TANK KB127 | Kaneohe Marine Corps Base | HI | 96863 | U.S. MARINE CORPS BASE HAWAII | Facilities Department Box 63002 | Kaneohe Marine Corps Base | HI | 96863 | M-1 | 1991-06-01 | Currently In Use |  | 2500 | Diesel
9-201009 | NAVCAMS EASTPAC - OPANA | BLDG 1 TANK 1 | Kahuku | HI | 96731 | U.S. DEPT OF THE NAVY |  | Kahuku | HI | 96731 | R-M-1 | 1975-01-01 | Permanently Out of Use | 1996-04-01 | 4000 | Diesel
9-100178 | CAMP H.M. SMITH | BLDG 1 TANK CS-0-01 | Camp H. M. Smith | HI | 96861 | USMC - CAMP H.M. SMITH | P.O. BOX 64122 BLDG 600 | Camp H. M. Smith | HI | 96861 | R-M-1 | 1943-01-01 | Permanently Out of Use | 1997-02-03 | 350 | Gasoline
9-103541 | HICKAM AIR FORCE BASE | BLDG 1001 TANK 1001 | Hickam Air Force Base | HI | 96853 | U.S. AIR FORCE |  | Hickam Air Force Base | HI | 96853 | R-1001 |  | Permanently Out of Use | 1999-08-03 | 550 | Diesel
9-203379 | WHEELER AAF | BLDG 1003 TANK 1003-1 | Wheeler Army Airfield | HI | 96854 | U.S. ARMY SUPPORT COMMAND, HAWAII DPW | BLDG 105, WHEELER ARMY AIRFIELD | Wheeler Army Airfield | HI | 96854 | R-1003-1 |  | Permanently Out of Use | 1998-04-29 | 300 | Other
9-602946 | KILAUEA MILITARY CAMP | BLDG 101 | Kilauea Military Camp | HI | 96718 | U.S. ARMY 25TH ID (L) & USARHAW | US ARMY SUPPORT COMMAND, HAWAII | Kilauea Military Camp | HI | 96718 | R-101-2 |  | Permanently Out of Use | 1994-05-13 | 1000 | Diesel
9-602946 | KILAUEA MILITARY CAMP | BLDG 101 | Kilauea Military Camp | HI | 96718 | U.S. ARMY 25TH ID (L) & USARHAW | US ARMY SUPPORT COMMAND, HAWAII | Kilauea Military Camp | HI | 96718 | R-101-1 |  | Permanently Out of Use | 1994-05-13 | 1000 | Diesel
9-102052 | HICKAM AIR FORCE BASE | BLDG 1037 (1035) Military Gas Station | Hickam Air Force Base | HI | 96853 | US Navy - Commandar Navy Region Hawaii | 850 Ticonderoga Street, Suite 110 | Hickam Air Force Base | HI | 96853 | D-1 akd 1037-3 | 1996-07-21 | Temporarily out of Use |  | 10000 | Diesel
9-102052 | HICKAM AIR FORCE BASE | BLDG 1037 (1035) Military Gas Station | Hickam Air Force Base | HI | 96853 | US Navy - Commandar Navy Region Hawaii | 850 Ticonderoga Street, Suite 110 | Hickam Air Force Base | HI | 96853 | 87-1 aka 1037-1 | 1996-07-21 | Currently In Use |  | 10000 | Gasoline
9-102052 | HICKAM AIR FORCE BASE | BLDG 1037 (1035) Military Gas Station | Hickam Air Force Base | HI | 96853 | US Navy - Commandar Navy Region Hawaii | 850 Ticonderoga Street, Suite 110 | Hickam Air Force Base | HI | 96853 | 87-2 akd 1037-2 | 1996-07-21 | Currently In Use |  | 10000 | Gasoline
9-102052 | HICKAM AIR FORCE BASE | BLDG 1037 (1035) Military Gas Station | Hickam Air Force Base | HI | 96853 | US Navy - Commandar Navy Region Hawaii | 850 Ticonderoga Street, Suite 110 | Hickam Air Force Base | HI | 96853 | R-1037G | 1940-12-30 | Permanently Out of Use | 1996-06-01 | 500 | Used Oil
9-102052 | HICKAM AIR FORCE BASE | BLDG 1037 (1035) Military Gas Station | Hickam Air Force Base | HI | 96853 | US Navy - Commandar Navy Region Hawaii | 850 Ticonderoga Street, Suite 110 | Hickam Air Force Base | HI | 96853 | R-1037F | 1972-12-30 | Permanently Out of Use | 1996-06-01 | 10000 | Diesel
9-102052 | HICKAM AIR FORCE BASE | BLDG 1037 (1035) Military Gas Station | Hickam Air Force Base | HI | 96853 | US Navy - Commandar Navy Region Hawaii | 850 Ticonderoga Street, Suite 110 | Hickam Air Force Base | HI | 96853 | R-1037E | 1940-12-30 | Permanently Out of Use | 1996-06-01 | 5000 | Gasoline
9-102052 | HICKAM AIR FORCE BASE | BLDG 1037 (1035) Military Gas Station | Hickam Air Force Base | HI | 96853 | US Navy - Commandar Navy Region Hawaii | 850 Ticonderoga Street, Suite 110 | Hickam Air Force Base | HI | 96853 | R-1037D | 1940-12-30 | Permanently Out of Use | 1996-06-01 | 5000 | Gasoline
9-102052 | HICKAM AIR FORCE BASE | BLDG 1037 (1035) Military Gas Station | Hickam Air Force Base | HI | 96853 | US Navy - Commandar Navy Region Hawaii | 850 Ticonderoga Street, Suite 110 | Hickam Air Force Base | HI | 96853 | R-1037C | 1963-05-07 | Permanently Out of Use | 1996-06-01 | 500 | Used Oil
9-102052 | HICKAM AIR FORCE BASE | BLDG 1037 (1035) Military Gas Station | Hickam Air Force Base | HI | 96853 | US Navy - Commandar Navy Region Hawaii | 850 Ticonderoga Street, Suite 110 | Hickam Air Force Base | HI | 96853 | D-2 aka 1037-4 | 1996-07-21 | Temporarily out of Use |  | 10000 | Diesel
9-102052 | HICKAM AIR FORCE BASE | BLDG 1037 (1035) Military Gas Station | Hickam Air Force Base | HI | 96853 | US Navy - Commandar Navy Region Hawaii | 850 Ticonderoga Street, Suite 110 | Hickam Air Force Base | HI | 96853 | R-1037A | 1963-05-07 | Permanently Out of Use | 1996-06-01 | 7500 | Diesel
9-102052 | HICKAM AIR FORCE BASE | BLDG 1037 (1035) Military Gas Station | Hickam Air Force Base | HI | 96853 | US Navy - Commandar Navy Region Hawaii | 850 Ticonderoga Street, Suite 110 | Hickam Air Force Base | HI | 96853 | R-1037B | 1963-05-07 | Permanently Out of Use | 1996-06-01 | 7500 | Diesel
9-102942 | WHEELER ARMY AIR FIELD | BLDG 104 TANK 104-1 | Wheeler Army Airfield | HI | 96854 | U.S. ARMY GARRISON | DIRECTORATE OF PUBLIC WORKS ENVIRONMENTAL SECTION | Wheeler Army Airfield | HI | 96854 | R-104-1 |  | Permanently Out of Use | 1994-02-22 | 550 | Diesel
9-102574 | HICKAM AIR FORCE BASE | BLDG 1045 B ST - MAINTENANCE SHOP | Hickam Air Force Base | HI | 96853 | U.S. AIR FORCE |  | Hickam Air Force Base | HI | 96853 | r-3 |  | Permanently Out of Use | 1995-08-04 | 1000 | Diesel
9-102574 | HICKAM AIR FORCE BASE | BLDG 1045 B ST - MAINTENANCE SHOP | Hickam Air Force Base | HI | 96853 | U.S. AIR FORCE |  | Hickam Air Force Base | HI | 96853 | r-2 |  | Permanently Out of Use | 1995-08-04 | 1000 | Diesel
9-102574 | HICKAM AIR FORCE BASE | BLDG 1045 B ST - MAINTENANCE SHOP | Hickam Air Force Base | HI | 96853 | U.S. AIR FORCE |  | Hickam Air Force Base | HI | 96853 | r-1 |  | Permanently Out of Use | 1995-08-08 | 7000 | Diesel
9-102098 | USMC - MARINE BASE CORPS HAWAII | BLDG 105 TANK KB9 | Kaneohe Marine Corps Base | HI | 96863 | U.S. MARINE CORPS BASE HAWAII | Facilities Department Box 63002 | Kaneohe Marine Corps Base | HI | 96863 | M-KB-9 | 1997-03-01 | Currently In Use |  | 600 | Diesel
9-102098 | USMC - MARINE BASE CORPS HAWAII | BLDG 105 TANK KB9 | Kaneohe Marine Corps Base | HI | 96863 | U.S. MARINE CORPS BASE HAWAII | Facilities Department Box 63002 | Kaneohe Marine Corps Base | HI | 96863 | R-KB-9 | 1949-05-02 | Permanently Out of Use | 1997-11-01 | 550 | Diesel
9-103577 | HICKAM AIR FORCE BASE | BLDG 1050 | Hickam Air Force Base | HI | 96853 | U.S. AIR FORCE |  | Hickam Air Force Base | HI | 96853 | R-M-1050 | 1992-01-01 | Permanently Out of Use | 2003-12-02 | 2500 | Diesel
9-202015 | SCHOFIELD BARRACKS | BLDG 1054 TANK 1054-1 1054-2 | Schofield Barracks | HI | 96857 | U.S. ARMY SUPPORT COMMAND, HAWAII DPW | BLDG 105, WHEELER ARMY AIRFIELD | Schofield Barracks | HI | 96857 | R-1054-1 | 1976-05-06 | Permanently Out of Use | 1991-11-07 | 750 | Gasoline
9-202015 | SCHOFIELD BARRACKS | BLDG 1054 TANK 1054-1 1054-2 | Schofield Barracks | HI | 96857 | U.S. ARMY SUPPORT COMMAND, HAWAII DPW | BLDG 105, WHEELER ARMY AIRFIELD | Schofield Barracks | HI | 96857 | R-1054-2 | 1976-05-06 | Permanently Out of Use | 1994-03-28 | 1000 | Used Oil
9-202310 | NAV. COMMUN. AREA MASTER STATION EASTERN PACIFIC | BLDG 106, TANK 3, 4 AND 34 SAIPAN DR | Wahiawa | HI | 96786 | US NAVY - COMNAVREG - HI | 850 Ticonderoga Street, Suite 110 | Wahiawa | HI | 96786 | R-4 | 1952-04-15 | Permanently Out of Use | 1992-05-11 | 750 | Diesel
9-202310 | NAV. COMMUN. AREA MASTER STATION EASTERN PACIFIC | BLDG 106, TANK 3, 4 AND 34 SAIPAN DR | Wahiawa | HI | 96786 | US NAVY - COMNAVREG - HI | 850 Ticonderoga Street, Suite 110 | Wahiawa | HI | 96786 | m-34 | 1997-04-01 | Currently In Use |  | 5000 | Diesel
9-202310 | NAV. COMMUN. AREA MASTER STATION EASTERN PACIFIC | BLDG 106, TANK 3, 4 AND 34 SAIPAN DR | Wahiawa | HI | 96786 | US NAVY - COMNAVREG - HI | 850 Ticonderoga Street, Suite 110 | Wahiawa | HI | 96786 | R-M-3 | 1952-04-15 | Permanently Out of Use | 1997-10-13 | 2000 | Gasoline
9-102762 | SCHOFIELD BARRACKS - FUELING FACILITY | BLDG 1062-1, 1063-1, 1064-1 | Schofield Barracks | HI | 96857 | 25TH ID (LIGHT) & USARHAW | ATTN: DPW, USAG-HI | Schofield Barracks | HI | 96857 | R-1062-1 | 1987-01-01 | Permanently Out of Use | 1998-03-30 | 5000 | Diesel
9-102762 | SCHOFIELD BARRACKS - FUELING FACILITY | BLDG 1062-1, 1063-1, 1064-1 | Schofield Barracks | HI | 96857 | 25TH ID (LIGHT) & USARHAW | ATTN: DPW, USAG-HI | Schofield Barracks | HI | 96857 | R-1064-1 | 1987-01-01 | Permanently Out of Use | 1998-03-30 | 5000 | Diesel
9-102762 | SCHOFIELD BARRACKS - FUELING FACILITY | BLDG 1062-1, 1063-1, 1064-1 | Schofield Barracks | HI | 96857 | 25TH ID (LIGHT) & USARHAW | ATTN: DPW, USAG-HI | Schofield Barracks | HI | 96857 | R-1063-1 | 1987-01-01 | Permanently Out of Use | 1998-03-30 | 5000 | Diesel
9-203533 | SCHOFIELD BARRACKS | BLDG 1069 TANK 1069-1 | Schofield Barracks | HI | 96857 | U.S. ARMY GARRISON | DIRECTORATE OF PUBLIC WORKS ENVIRONMENTAL SECTION | Schofield Barracks | HI | 96857 | R-1069-1 |  | Permanently Out of Use | 1997-04-10 | 250 | Used Oil
9-103512 | FORT DERUSSY MILITARY RESERVATION | BLDG 107 AND 108 | Honolulu | HI | 96815 | US ARMY PACIFIC | FORT DERUSSY | Honolulu | HI | 96815 | R-2 |  | Permanently Out of Use | 1993-12-21 | 500 | Diesel
9-103512 | FORT DERUSSY MILITARY RESERVATION | BLDG 107 AND 108 | Honolulu | HI | 96815 | US ARMY PACIFIC | FORT DERUSSY | Honolulu | HI | 96815 | R-1 |  | Permanently Out of Use | 1993-12-21 | 280 | Diesel
9-103159 | Schofield Barracks | Bldg 1072 | Schofield Barracks | HI | 96857 | U.S. ARMY SUPPORT COMMAND, HAWAII |  | Schofield Barracks | HI | 96857 | R-1072-1 |  | Permanently Out of Use | 1996-04-26 | 500 | Used Oil
9-102943 | WHEELER ARMY AIR FIELD | BLDG 108 TANK 108-2 108-1 | Wheeler Army Airfield | HI | 96854 | U.S. AIR FORCE |  | Wheeler Army Airfield | HI | 96854 | R-108-2 |  | Permanently Out of Use | 1994-03-15 | 550 | Diesel
9-102943 | WHEELER ARMY AIR FIELD | BLDG 108 TANK 108-2 108-1 | Wheeler Army Airfield | HI | 96854 | U.S. AIR FORCE |  | Wheeler Army Airfield | HI | 96854 | R-108-1 |  | Permanently Out of Use | 1994-03-15 | 500 | Diesel
9-202046 | SCHOFIELD BARRACKS | BLDG 1080 | Schofield Barracks | HI | 96857 | U.S. ARMY SUPPORT COMMAND, HAWAII DPW | BLDG 105, WHEELER ARMY AIRFIELD | Schofield Barracks | HI | 96857 | R-1080-1 | 1982-05-06 | Permanently Out of Use | 1996-09-30 | 1000 | Used Oil
9-202010 | HELEMANO MILITARY RESERVATION | BLDG 109 | Schofield Barracks | HI | 96786 | U.S. ARMY SUPPORT COMMAND, HAWAII DPW | BLDG 105, WHEELER ARMY AIRFIELD | Schofield Barracks | HI | 96786 | 109-B |  | Permanently Out of Use |  | 550 | Used Oil
9-202010 | HELEMANO MILITARY RESERVATION | BLDG 109 | Schofield Barracks | HI | 96786 | U.S. ARMY SUPPORT COMMAND, HAWAII DPW | BLDG 105, WHEELER ARMY AIRFIELD | Schofield Barracks | HI | 96786 | 109-A |  | Permanently Out of Use |  | 2500 | Gasoline
9-202010 | HELEMANO MILITARY RESERVATION | BLDG 109 | Schofield Barracks | HI | 96786 | U.S. ARMY SUPPORT COMMAND, HAWAII DPW | BLDG 105, WHEELER ARMY AIRFIELD | Schofield Barracks | HI | 96786 | 109-1 | 1960-01-01 | Permanently Out of Use |  |  | Not Listed
9-202010 | HELEMANO MILITARY RESERVATION | BLDG 109 | Schofield Barracks | HI | 96786 | U.S. ARMY SUPPORT COMMAND, HAWAII DPW | BLDG 105, WHEELER ARMY AIRFIELD | Schofield Barracks | HI | 96786 | 109-C |  | Permanently Out of Use |  | 1000 | Other
9-102119 | USMC - KMCAS | BLDG 1091, TANKS KB45, KB46, KB47 & KB48 | Kaneohe Marine Corps Base | HI | 96863 | U.S. MARINE CORPS BASE HAWAII | Facilities Department Box 63002 | Kaneohe Marine Corps Base | HI | 96863 | R-KB47 | 1956-05-02 | Permanently Out of Use | 1996-12-01 | 5000 | Diesel
9-102119 | USMC - KMCAS | BLDG 1091, TANKS KB45, KB46, KB47 & KB48 | Kaneohe Marine Corps Base | HI | 96863 | U.S. MARINE CORPS BASE HAWAII | Facilities Department Box 63002 | Kaneohe Marine Corps Base | HI | 96863 | R-KB45 | 1956-05-02 | Permanently Out of Use | 1996-12-01 | 5000 | Diesel
9-102119 | USMC - KMCAS | BLDG 1091, TANKS KB45, KB46, KB47 & KB48 | Kaneohe Marine Corps Base | HI | 96863 | U.S. MARINE CORPS BASE HAWAII | Facilities Department Box 63002 | Kaneohe Marine Corps Base | HI | 96863 | R-KB46 | 1956-05-02 | Permanently Out of Use | 1996-12-01 | 5000 | Diesel
9-103329 | HICKAM AIR FORCE BASE | BLDG 1093 ON CARGO PIER | Hickam Air Force Base | HI | 96853 | U.S. AIR FORCE |  | Hickam Air Force Base | HI | 96853 | R-1 |  | Permanently Out of Use | 1997-09-11 | 5000 | Diesel
9-102062 | HICKAM AIR FORCE BASE | BLDG 1102 ada Bldg 1109 | Hickam Air Force Base | HI | 96853 | US NAVY - COMNAVREG - HI | 850 Ticonderoga Street, suite 110 | Hickam Air Force Base | HI | 96853 | M-1102B | 1989-04-07 | Currently In Use |  | 10000 | Diesel
9-102062 | HICKAM AIR FORCE BASE | BLDG 1102 ada Bldg 1109 | Hickam Air Force Base | HI | 96853 | US NAVY - COMNAVREG - HI | 850 Ticonderoga Street, suite 110 | Hickam Air Force Base | HI | 96853 | M-1102A | 1989-04-07 | Currently In Use |  | 10000 | Diesel
9-101003 | WHEELER ARMY AIR FIELD | BLDG 1104 | Wheeler Army Airfield | HI | 96854 | 25TH ID (LIGHT) & USARHAW | ATTN: DPW, USAG-HI | Wheeler Army Airfield | HI | 96854 | R-1104-1 | 1985-06-06 | Permanently Out of Use | 1994-03-01 | 15000 | Gasoline
9-101003 | WHEELER ARMY AIR FIELD | BLDG 1104 | Wheeler Army Airfield | HI | 96854 | 25TH ID (LIGHT) & USARHAW | ATTN: DPW, USAG-HI | Wheeler Army Airfield | HI | 96854 | R-1104-3 | 1994-03-01 | Permanently Out of Use | 1998-12-16 | 15000 | Gasohol
9-101003 | WHEELER ARMY AIR FIELD | BLDG 1104 | Wheeler Army Airfield | HI | 96854 | 25TH ID (LIGHT) & USARHAW | ATTN: DPW, USAG-HI | Wheeler Army Airfield | HI | 96854 | R-1104-2 | 1985-06-06 | Permanently Out of Use | 1997-03-18 | 15000 | Diesel
9-103674 | HICKAM AIR FORCE BASE | BLDG 1109, TANK 1109D | Hickam Air Force Base | HI | 96853 | U.S. AIR FORCE |  | Hickam Air Force Base | HI | 96853 | r-1109D |  | Permanently out of Use |  | 500 | Diesel
9-101782 | HICKAM AIR FORCE BASE | BLDG 1110 | Hickam Air Force Base | HI | 96853 | VERIZON HAWAII | 1177 BISHOP ST. P.O. BOX 2200 Hon.HI 96841 | Hickam Air Force Base | HI | 96853 | R-M-1 | 1986-07-02 | Permanently Out of Use | 1998-12-09 | 550 | Diesel
9-101004 | WHEELER ARMY AIR FIELD | BLDG 1112 | Wheeler Army Airfield | HI | 96854 | 25TH ID (LIGHT) & USARHAW | ATTN: DPW, USAG-HI | Wheeler Army Airfield | HI | 96854 | R-1112-2 | 1983-01-01 | Permanently Out of Use | 1997-03-18 | 6000 | Diesel
9-101004 | WHEELER ARMY AIR FIELD | BLDG 1112 | Wheeler Army Airfield | HI | 96854 | 25TH ID (LIGHT) & USARHAW | ATTN: DPW, USAG-HI | Wheeler Army Airfield | HI | 96854 | R-1112-1 | 1985-05-06 | Permanently Out of Use | 1994-06-04 | 6000 | Diesel
9-102005 | WHEELER AIR FORCE BASE | BLDG 1115 tank 1115-1 Airdome Rood | Wheeler Army Airfield | HI | 96854 | U.S. ARMY GARRISON-Hawaii | 947 Wright Ave, Bldg 104 WAAF | Wheeler Army Airfield | HI | 96854 | r-1115-1 | 1985-05-06 | Permanently out of Use | 2011-12-21 | 1000 | Used Oil
9-701094 | Power Plant (PACIFIC MISSILE RANGE FACILITY) | BLDG 112 TANK 112-A, 112-B, 112-C, 112 | Kekaha | HI | 96752 | US NAVY - COMNAVREG - HI | 850 Ticonderoga Street, Suite 110 | Kekaha | HI | 96752 | R-112-A | 1966-04-28 | Permanently Out of Use | 1996-11-06 | 10000 | Diesel
9-701094 | Power Plant (PACIFIC MISSILE RANGE FACILITY) | BLDG 112 TANK 112-A, 112-B, 112-C, 112 | Kekaha | HI | 96752 | US NAVY - COMNAVREG - HI | 850 Ticonderoga Street, Suite 110 | Kekaha | HI | 96752 | R-112-B | 1966-04-28 | Permanently Out of Use | 1996-11-06 | 10000 | Diesel
9-701094 | Power Plant (PACIFIC MISSILE RANGE FACILITY) | BLDG 112 TANK 112-A, 112-B, 112-C, 112 | Kekaha | HI | 96752 | US NAVY - COMNAVREG - HI | 850 Ticonderoga Street, Suite 110 | Kekaha | HI | 96752 | R-112-C | 1966-04-28 | Permanently Out of Use | 1996-11-06 | 10000 | Diesel
9-701094 | Power Plant (PACIFIC MISSILE RANGE FACILITY) | BLDG 112 TANK 112-A, 112-B, 112-C, 112 | Kekaha | HI | 96752 | US NAVY - COMNAVREG - HI | 850 Ticonderoga Street, Suite 110 | Kekaha | HI | 96752 | 112 | 1996-11-01 | Currently In Use |  | 30000 | Diesel
9-101504 | TRIPLER ARMY MEDICAL CENTER | BLDG 113 TANK R-113-1 | Tripler Army Medical Center | HI | 96859 | 25TH ID (LIGHT) & USARHAW | ATTN: DPW, USAG-HI | Tripler Army Medical Center | HI | 96859 | R-113-1 | 1978-05-06 | Permanently Out of Use | 1991-10-31 | 550 | Used Oil
9-202550 | TRIPLER ARMY MEDICAL CENTER | BLDG 113 TANKS R-113-2 & R-113-3 | Tripler Army Medical Center | HI | 96859 | U.S. ARMY SUPPORT COMMAND, HAWAII DPW | BLDG 105, WHEELER ARMY AIRFIELD | Tripler Army Medical Center | HI | 96859 | R-113-2 |  | Permanently Out of Use | 1991-10-31 | 1000 | Gasoline
9-202550 | TRIPLER ARMY MEDICAL CENTER | BLDG 113 TANKS R-113-2 & R-113-3 | Tripler Army Medical Center | HI | 96859 | U.S. ARMY SUPPORT COMMAND, HAWAII DPW | BLDG 105, WHEELER ARMY AIRFIELD | Tripler Army Medical Center | HI | 96859 | R-113-3 |  | Permanently Out of Use | 1991-10-31 | 1000 | Gasoline
9-103714 | TRIPLER ARMY MEDICAL CENTER | BLDG 114 TANK 114-1 | Tripler Army Medical Center | HI | 96859 | 25TH ID (LIGHT) & USARHAW | ATTN: DPW, USAG-HI | Tripler Army Medical Center | HI | 96859 | r-114-1 |  | Permanently Out of Use | 1991-06-05 | 500 | Hazardous Substance
9-103017 | AAFES KoleKole Shoppette | BLDG 1167 1168 | Schofield Barracks | HI | 96857 | US Army Garrison Hawaii | 947 Wright Ave, Bldg 104 WAAF | Schofield Barracks | HI | 96857 | 92 | 1993-02-01 | Currently in Use |  | 10000 | Gasohol
9-103017 | AAFES KoleKole Shoppette | BLDG 1167 1168 | Schofield Barracks | HI | 96857 | US Army Garrison Hawaii | 947 Wright Ave, Bldg 104 WAAF | Schofield Barracks | HI | 96857 | 89 | 1993-02-01 | Currently in Use |  | 10000 | Gasohol
9-103017 | AAFES KoleKole Shoppette | BLDG 1167 1168 | Schofield Barracks | HI | 96857 | US Army Garrison Hawaii | 947 Wright Ave, Bldg 104 WAAF | Schofield Barracks | HI | 96857 | 87 | 1993-02-01 | Currently In Use |  | 10000 | Gasohol
9-102234 | NAVAL AIR STATION - BARBERS POINT | BLDG 117 TANK BP24, BP25 | Barbers Point Naval Air Station | HI | 96862 | U.S. DEPT OF THE NAVY |  | Barbers Point Naval Air Station | HI | 96862 | r-F-BP25 | 1944-04-21 | Permanently out of Use | 2002-06-01 | 1500 | Used Oil
9-102234 | NAVAL AIR STATION - BARBERS POINT | BLDG 117 TANK BP24, BP25 | Barbers Point Naval Air Station | HI | 96862 | U.S. DEPT OF THE NAVY |  | Barbers Point Naval Air Station | HI | 96862 | r-2 |  | Permanently out of Use | 2002-06-01 | 500
9-102120 | USMC - KMCAS | BLDG 1172 TANK KB49 | Kaneohe Marine Corps Base | HI | 96863 | U.S. MARINE CORPS BASE HAWAII | Facilities Department Box 63002 | Kaneohe Marine Corps Base | HI | 96863 | R-KB-49 |  | Permanently Out of Use | 1997-07-01 | 210000 | Other
9-102121 | USMC - KMCAS | BLDG 1178 KB50, KB51, KB52 AND KB 98 | Kaneohe Marine Corps Base | HI | 96863 | U.S. MARINE CORPS BASE HAWAII | Facilities Department Box 63002 | Kaneohe Marine Corps Base | HI | 96863 | R-KB52 | 1960-01-01 | Permanently Out of Use | 1996-01-17 | 550 | Used Oil
9-102121 | USMC - KMCAS | BLDG 1178 KB50, KB51, KB52 AND KB 98 | Kaneohe Marine Corps Base | HI | 96863 | U.S. MARINE CORPS BASE HAWAII | Facilities Department Box 63002 | Kaneohe Marine Corps Base | HI | 96863 | R-KB98 | 1986-01-01 | Permanently Out of Use | 1996-01-23 | 550 | Used Oil
9-102121 | USMC - KMCAS | BLDG 1178 KB50, KB51, KB52 AND KB 98 | Kaneohe Marine Corps Base | HI | 96863 | U.S. MARINE CORPS BASE HAWAII | Facilities Department Box 63002 | Kaneohe Marine Corps Base | HI | 96863 | R-KB50 | 1961-05-02 | Permanently Out of Use | 1996-03-06 | 10000 | Other
9-102121 | USMC - KMCAS | BLDG 1178 KB50, KB51, KB52 AND KB 98 | Kaneohe Marine Corps Base | HI | 96863 | U.S. MARINE CORPS BASE HAWAII | Facilities Department Box 63002 | Kaneohe Marine Corps Base | HI | 96863 | R-KB51 | 1961-05-02 | Permanently Out of Use | 1996-03-06 | 10000 | Other
9-202016 | SCHOFIELD BARRACKS | BLDG 1180 | Schofield Barracks | HI | 96857 | U.S. ARMY SUPPORT COMMAND, HAWAII DPW | BLDG 105, WHEELER ARMY AIRFIELD | Schofield Barracks | HI | 96857 | 1180-1 | 1961-05-06 | Permanently Out of Use |  | 600 | Gasoline
9-102122 | USMC - KMCAS | BLDG 1182, TANK KB53 | Kaneohe Marine Corps Base | HI | 96863 | U.S. MARINE CORPS BASE HAWAII | Facilities Department Box 63002 | Kaneohe Marine Corps Base | HI | 96863 | R-M-53 | 1960-12-01 | Permanently Out of Use | 1996-09-04 | 2000 | Diesel
9-102123 | USMC - KMCAS | BLDG 1184, TANKS KB54 & KB55 | Kaneohe Marine Corps Base | HI | 96863 | U.S. MARINE CORPS BASE HAWAII | Facilities Department Box 63002 | Kaneohe Marine Corps Base | HI | 96863 | R-KB-55 | 1942-05-02 | Permanently Out of Use | 1997-06-01 | 5000 | Used Oil
9-102123 | USMC - KMCAS | BLDG 1184, TANKS KB54 & KB55 | Kaneohe Marine Corps Base | HI | 96863 | U.S. MARINE CORPS BASE HAWAII | Facilities Department Box 63002 | Kaneohe Marine Corps Base | HI | 96863 | R-KB54 | 1942-05-02 | Permanently Out of Use | 1997-06-01 | 5000 | Used Oil
9-102301 | NAVAL SUBMARINE BASE aka Nex gas stn aka BEQ quarters | BLDG 1206 or bldg 8 TANK 15, 16, 17, 18, 19, 30 | Pearl Harbor | HI | 96860 | U.S. DEPT OF THE NAVY | NAVY SUBMARINE BASE (CODE 645) | Pearl Harbor | HI | 96860 | R-15 | 1974-04-11 | Permanently Out of Use | 1995-02-01 | 10000 | Gasoline
9-102301 | NAVAL SUBMARINE BASE aka Nex gas stn aka BEQ quarters | BLDG 1206 or bldg 8 TANK 15, 16, 17, 18, 19, 30 | Pearl Harbor | HI | 96860 | U.S. DEPT OF THE NAVY | NAVY SUBMARINE BASE (CODE 645) | Pearl Harbor | HI | 96860 | R-17 | 1958-04-11 | Permanently Out of Use | 1995-02-01 | 10000 | Gasoline
9-102301 | NAVAL SUBMARINE BASE aka Nex gas stn aka BEQ quarters | BLDG 1206 or bldg 8 TANK 15, 16, 17, 18, 19, 30 | Pearl Harbor | HI | 96860 | U.S. DEPT OF THE NAVY | NAVY SUBMARINE BASE (CODE 645) | Pearl Harbor | HI | 96860 | R-18 | 1958-04-11 | Permanently Out of Use | 1995-02-01 | 10000 | Gasoline
9-102301 | NAVAL SUBMARINE BASE aka Nex gas stn aka BEQ quarters | BLDG 1206 or bldg 8 TANK 15, 16, 17, 18, 19, 30 | Pearl Harbor | HI | 96860 | U.S. DEPT OF THE NAVY | NAVY SUBMARINE BASE (CODE 645) | Pearl Harbor | HI | 96860 | R-19 | 1980-04-11 | Permanently Out of Use | 1995-02-01 | 5000 | Diesel
9-102301 | NAVAL SUBMARINE BASE aka Nex gas stn aka BEQ quarters | BLDG 1206 or bldg 8 TANK 15, 16, 17, 18, 19, 30 | Pearl Harbor | HI | 96860 | U.S. DEPT OF THE NAVY | NAVY SUBMARINE BASE (CODE 645) | Pearl Harbor | HI | 96860 | R-7 | 1940-01-01 | Permanently Out of Use | 1997-12-01 | 1000 | Not Listed
9-102301 | NAVAL SUBMARINE BASE aka Nex gas stn aka BEQ quarters | BLDG 1206 or bldg 8 TANK 15, 16, 17, 18, 19, 30 | Pearl Harbor | HI | 96860 | U.S. DEPT OF THE NAVY | NAVY SUBMARINE BASE (CODE 645) | Pearl Harbor | HI | 96860 | R-16 | 1958-04-11 | Permanently Out of Use | 1995-02-01 | 400 | Used Oil
9-102012 | TRIPLER ARMY MEDICAL CENTER | BLDG 125, TANK 125-1, 125-2, 125-3 MOTORPOOL | Tripler Army Medical Center | HI | 96859 | 25TH ID (LIGHT) & USARHAW | ATTN: DPW, USAG-HI | Tripler Army Medical Center | HI | 96859 | R-125-2 | 1948-12-30 | Permanently Out of Use | 1992-01-31 | 25000 | Used Oil
9-102012 | TRIPLER ARMY MEDICAL CENTER | BLDG 125, TANK 125-1, 125-2, 125-3 MOTORPOOL | Tripler Army Medical Center | HI | 96859 | 25TH ID (LIGHT) & USARHAW | ATTN: DPW, USAG-HI | Tripler Army Medical Center | HI | 96859 | R-125-1 | 1948-12-30 | Permanently Out of Use | 1992-01-31 | 25000 | Used Oil
9-102012 | TRIPLER ARMY MEDICAL CENTER | BLDG 125, TANK 125-1, 125-2, 125-3 MOTORPOOL | Tripler Army Medical Center | HI | 96859 | 25TH ID (LIGHT) & USARHAW | ATTN: DPW, USAG-HI | Tripler Army Medical Center | HI | 96859 | R-125-3 |  | Permanently Out of Use | 1992-01-31 | 3000 | Used Oil
9-102100 | USMC - KMCAS | BLDG 128 KB12 | Kaneohe Marine Corps Base | HI | 96863 | U.S. MARINE CORPS BASE HAWAII | Facilities Department Box 63002 | Kaneohe Marine Corps Base | HI | 96863 | R-KB12 | 1942-05-02 | Permanently Out of Use | 1995-03-07 | 1000 | Unknown
9-102126 | USMC - KMCAS | BLDG 1281 TANK KB58 KB59 | Kaneohe Marine Corps Base | HI | 96863 | U.S. MARINE CORPS BASE HAWAII | Facilities Department Box 63002 | Kaneohe Marine Corps Base | HI | 96863 | R-58 | 1965-05-02 | Permanently Out of Use | 1994-09-01 | 6000 | Gasoline
9-102126 | USMC - KMCAS | BLDG 1281 TANK KB58 KB59 | Kaneohe Marine Corps Base | HI | 96863 | U.S. MARINE CORPS BASE HAWAII | Facilities Department Box 63002 | Kaneohe Marine Corps Base | HI | 96863 | R-59 | 1965-05-02 | Permanently Out of Use | 1994-09-01 | 6000 | Gasoline
9-102127 | USMC - KMCAS | BLDG 1281 TANK KB60 KB61 | Kaneohe Marine Corps Base | HI | 96863 | U.S. MARINE CORPS BASE HAWAII | Facilities Department Box 63002 | Kaneohe Marine Corps Base | HI | 96863 | R-60 | 1965-05-02 | Permanently Out of Use | 1994-09-01 | 2000 | Used Oil
9-102127 | USMC - KMCAS | BLDG 1281 TANK KB60 KB61 | Kaneohe Marine Corps Base | HI | 96863 | U.S. MARINE CORPS BASE HAWAII | Facilities Department Box 63002 | Kaneohe Marine Corps Base | HI | 96863 | R-61 | 1985-12-30 | Permanently Out of Use | 1994-09-01 | 500 | Used Oil
9-102128 | USMC - KMCAS | BLDG 1282 KB62 | Kaneohe Marine Corps Base | HI | 96863 | U.S. MARINE CORPS BASE HAWAII | Facilities Department Box 63002 | Kaneohe Marine Corps Base | HI | 96863 | R-KB62 | 1976-05-02 | Permanently Out of Use | 1992-02-19 | 1200 | Used Oil
9-102130 | USMC - KMCAS | BLDG 1284 TANK 65 | Kaneohe Marine Corps Base | HI | 96863 | U.S. MARINE CORPS BASE HAWAII | Facilities Department Box 63002 | Kaneohe Marine Corps Base | HI | 96863 | R-65 |  | Permanently Out of Use | 1995-12-01 | 550 | Other
9-102131 | USMC - KMCAS | BLDG 1285 | Kaneohe Marine Corps Base | HI | 96863 | U.S. MARINE CORPS BASE HAWAII | Facilities Department Box 63002 | Kaneohe Marine Corps Base | HI | 96863 | R-66 | 1965-05-02 | Permanently Out of Use |  | 6000 | Gasoline
9-102132 | USMC - KMCAS | BLDG 1307 TANK 67 | Kaneohe Marine Corps Base | HI | 96863 | U.S. MARINE CORPS BASE HAWAII | Facilities Department Box 63002 | Kaneohe Marine Corps Base | HI | 96863 | R-67 | 1985-05-02 | Permanently Out of Use | 1995-05-01 | 550 | Used Oil
9-102101 | USMC - KMCAS | BLDG 132 TANK KB13, KB14, KB15 | Kaneohe Marine Corps Base | HI | 96863 | U.S. MARINE CORPS BASE HAWAII | Facilities Department Box 63002 | Kaneohe Marine Corps Base | HI | 96863 | R-KB13 | 1954-05-02 | Permanently Out of Use | 1995-01-11 | 10000 | Gasoline
9-102101 | USMC - KMCAS | BLDG 132 TANK KB13, KB14, KB15 | Kaneohe Marine Corps Base | HI | 96863 | U.S. MARINE CORPS BASE HAWAII | Facilities Department Box 63002 | Kaneohe Marine Corps Base | HI | 96863 | R-KB15 | 1954-05-02 | Permanently Out of Use | 1995-01-11 | 550 | Used Oil
9-102101 | USMC - KMCAS | BLDG 132 TANK KB13, KB14, KB15 | Kaneohe Marine Corps Base | HI | 96863 | U.S. MARINE CORPS BASE HAWAII | Facilities Department Box 63002 | Kaneohe Marine Corps Base | HI | 96863 | R-KB-14 | 1954-05-02 | Permanently Out of Use | 1995-01-11 | 10000 | Diesel
9-102302 | NAVAL SUBMARINE BASE | BLDG 1322, TANK 20 AND 34 SUBASE AUTO SERVICE CENTER | Pearl Harbor | HI | 96860 | US NAVY - COMNAVREG - HI | 850 Ticonderoga Street, Suite 110 | Pearl Harbor | HI | 96860 | R-M-20 | 1968-04-11 | Permanently Out of Use | 1996-09-03 | 2000 | Diesel
9-102302 | NAVAL SUBMARINE BASE | BLDG 1322, TANK 20 AND 34 SUBASE AUTO SERVICE CENTER | Pearl Harbor | HI | 96860 | US NAVY - COMNAVREG - HI | 850 Ticonderoga Street, Suite 110 | Pearl Harbor | HI | 96860 | m-34 | 1996-10-01 | Currently In Use |  | 2500 | Diesel
9-102336 | NAVY PUBLIC WORKS CENTER | BLDG 1326 TANK 24, 25, 26, 27 | Pearl Harbor | HI | 96860 | US NAVY - COMNAVREG - HI | 850 Ticonderoga Street, suite 110 | Pearl Harbor | HI | 96860 | R-27 | 1974-04-28 | Permanently Out of Use |  | 10000 | Gasoline
9-102336 | NAVY PUBLIC WORKS CENTER | BLDG 1326 TANK 24, 25, 26, 27 | Pearl Harbor | HI | 96860 | US NAVY - COMNAVREG - HI | 850 Ticonderoga Street, suite 110 | Pearl Harbor | HI | 96860 | R-26 | 1961-04-28 | Permanently Out of Use | 1993-12-10 | 10000 | Kerosene
9-102336 | NAVY PUBLIC WORKS CENTER | BLDG 1326 TANK 24, 25, 26, 27 | Pearl Harbor | HI | 96860 | US NAVY - COMNAVREG - HI | 850 Ticonderoga Street, suite 110 | Pearl Harbor | HI | 96860 | R-25 | 1985-04-28 | Permanently Out of Use | 1993-12-10 | 6000 | Diesel
9-102336 | NAVY PUBLIC WORKS CENTER | BLDG 1326 TANK 24, 25, 26, 27 | Pearl Harbor | HI | 96860 | US NAVY - COMNAVREG - HI | 850 Ticonderoga Street, suite 110 | Pearl Harbor | HI | 96860 | R-24 | 1961-04-28 | Permanently Out of Use | 1993-12-09 | 10000 | Gasoline
9-102133 | USMC - KMCAS | BLDG 1361, TANKS KB68 & KB69 | Kaneohe Marine Corps Base | HI | 96863 | U.S. MARINE CORPS BASE HAWAII | Facilities Department Box 63002 | Kaneohe Marine Corps Base | HI | 96863 | R-KB69 | 1985-05-02 | Permanently Out of Use | 1997-04-01 | 550 | Used Oil
9-102133 | USMC - KMCAS | BLDG 1361, TANKS KB68 & KB69 | Kaneohe Marine Corps Base | HI | 96863 | U.S. MARINE CORPS BASE HAWAII | Facilities Department Box 63002 | Kaneohe Marine Corps Base | HI | 96863 | R-KB68 | 1971-05-02 | Permanently Out of Use | 1997-04-01 | 5000 | Diesel
9-100981 | NO-BREAK GENERATOR BUILDING | BLDG 1363 tank 1 | Schofield Barracks | HI | 96786 | U.S. DEPT OF THE NAVY |  | Schofield Barracks | HI | 96786 | R-M-1 | 1969-04-15 | Permanently Out of Use | 1992-06-23 | 550 | Diesel
9-102014 | TRIPLER ARMY MEDICAL CENTER, Central Plant | BLDG 137 1 Jarret White Rd. | Tripler Army Medical Center | HI | 96859 | US Army Garrison Hawaii | 947 Wright Ave, Bldg 104 WAAF | Tripler Army Medical Center | HI | 96859 | m-137-2 | 1981-01-01 | Currently in Use |  | 12000 | Diesel
9-102014 | TRIPLER ARMY MEDICAL CENTER, Central Plant | BLDG 137 1 Jarret White Rd. | Tripler Army Medical Center | HI | 96859 | US Army Garrison Hawaii | 947 Wright Ave, Bldg 104 WAAF | Tripler Army Medical Center | HI | 96859 | R-137-4 |  | Permanently Out of Use | 2000-02-01 | 650 | Used Oil
9-102014 | TRIPLER ARMY MEDICAL CENTER, Central Plant | BLDG 137 1 Jarret White Rd. | Tripler Army Medical Center | HI | 96859 | US Army Garrison Hawaii | 947 Wright Ave, Bldg 104 WAAF | Tripler Army Medical Center | HI | 96859 | m-137-1 | 1981-01-01 | Currently in Use |  | 12000 | Diesel
9-103170 | NAVAL STATION - PEARL HARBOR | BLDG 1377 TANK 86 | Pearl Harbor | HI | 96860 | US NAVY - COMNAVREG - HI | 517 RUSSELL AVE, SUITE 110 | Pearl Harbor | HI | 96860 | R-86 |  | Permanently Out of Use | 1996-11-05 | 600 | Diesel
9-102726 | WAKE | BLDG 1403 | Honolulu | HI | 96800 | U.S. AIR FORCE |  | Honolulu | HI | 96800 | r-1403 |  | Permanently out of Use | 1999-06-06 | 2050 | Other
9-100989 | NAV MED. CLINIC, PH | BLDG 1407, TANK 1 | Pearl Harbor | HI | 96860 | NAVAL MEDICAL CLINIC, PEARL HARBOR | ATTN: CHIEF SCHILLING 480 CENTRAL AVE | Pearl Harbor | HI | 96860 | R-1 | 1971-04-29 | Permanently Out of Use | 1994-05-01 | 400 | Diesel
9-100294 | PEARL HARBOR NAVAL SHIPYARD | BLDG 1420, TANK 1 | Pearl Harbor | HI | 96860 | PEARL HARBOR NAVAL SHIPYARD | 401 AVE E SUITE CODE 106.3 | Pearl Harbor | HI | 96860 | R-1 | 1981-04-15 | Permanently Out of Use | 1993-08-25 | 500 | Used Oil
9-101505 | TRIPLER ARMY MEDICAL CENTER | BLDG 144\145 | Honolulu | HI | 96819 | 25TH ID (LIGHT) & USARHAW | ATTN: DPW, USAG-HI | Honolulu | HI | 96819 | R-145-3 | 1980-01-01 | Permanently Out of Use | 1994-06-09 | 3000 | Gasoline
9-101505 | TRIPLER ARMY MEDICAL CENTER | BLDG 144\145 | Honolulu | HI | 96819 | 25TH ID (LIGHT) & USARHAW | ATTN: DPW, USAG-HI | Honolulu | HI | 96819 | R-145-1 | 1980-01-01 | Permanently Out of Use | 1998-10-23 | 10000 | Gasoline
9-101505 | TRIPLER ARMY MEDICAL CENTER | BLDG 144\145 | Honolulu | HI | 96819 | 25TH ID (LIGHT) & USARHAW | ATTN: DPW, USAG-HI | Honolulu | HI | 96819 | R-145-2 | 1980-01-01 | Permanently Out of Use | 1998-12-01 | 3000 | Gasoline
9-101947 | PEARL HARBOR NAVAL SHIPYARD | BLDG 1443, TANK 4 | Pearl Harbor | HI | 96860 | PEARL HARBOR NAVAL SHIPYARD | 401 AVE E SUITE CODE 106.3 | Pearl Harbor | HI | 96860 | R-4 | 1976-04-15 | Permanently Out of Use | 1984-01-01 | 500 | Other
9-101950 | PEARL HARBOR NAVAL SHIPYARD | BLDG 1443, TANK 7 | Pearl Harbor | HI | 96860 | PEARL HARBOR NAVAL SHIPYARD | 401 AVE E SUITE CODE 106.3 | Pearl Harbor | HI | 96860 | R-7 | 1976-04-15 | Permanently Out of Use | 1995-08-01 | 200 | Used Oil
9-101951 | PEARL HARBOR NAVAL SHIPYARD | BLDG 1443, TANK 8 | Pearl Harbor | HI | 96860 | PEARL HARBOR NAVAL SHIPYARD & IMF | 667 SAFEGUARD ST., SUITE 100 ATTN: CODE 106.3 | Pearl Harbor | HI | 96860 | R-1 | 1976-04-15 | Permanently Out of Use | 1998-03-18 | 4000 | Hazardous Substance
9-103304 | FORT SHAFTER BLDG. 145, USAG-HI | BLDG 145 | Fort Shafter | HI | 96858 | US Army Garrison Hawaii | 947 Wright Ave, Bldg 104 WAAF | Fort Shafter | HI | 96858 | M-145-1 | 1990-01-01 | Currently In Use |  | 12000 | Diesel
9-102635 | NAVAL STATION - PEARL HARBOR | BLDG 146 TANK 70 | Pearl Harbor | HI | 96860 | US NAVY - COMNAVREG - HI | 517 RUSSELL AVE, SUITE 110 | Pearl Harbor | HI | 96860 | R-70 | 1983-02-27 | Permanently Out of Use | 1993-08-02 | 10000 | Diesel
9-102324 | NAV MED. CLINIC, PH | BLDG 1487 TANK 2 | Pearl Harbor | HI | 96860 | NAVAL MEDICAL CLINIC, PEARL HARBOR | ATTN: CHIEF SCHILLING 480 CENTRAL AVE | Pearl Harbor | HI | 96860 | R-2 | 1972-04-28 | Permanently Out of Use | 1994-05-01 | 700 | Diesel
9-103012 | WHEELER ARMY AIRFIELD | BLDG 150 | Wheeler Army Airfield | HI | 96854 | U.S. ARMY SUPPORT COMMAND, HAWAII DPW | BLDG 105, WHEELER ARMY AIRFIELD | Wheeler Army Airfield | HI | 96854 | R-1 |  | Permanently Out of Use | 1995-06-05 | 1000 | Diesel
9-102864 | U.S. ARMY PHOTO LABORATORY | BLDG 1500 | Fort Shafter | HI | 96858 | U.S. ARMY SUPPORT COMMAND, HAWAII |  | Fort Shafter | HI | 96858 | R-1500-1 |  | Permanently Out of Use | 1994-02-17 | 550 | Diesel
9-103303 | WHEELER ARMY AIR FIELD | BLDG 1504 | Schofield Barracks | HI | 96857 | US Navy - Commander Navy Region Hawaii | 850 Ticonderoga St, Ste 110 | Schofield Barracks | HI | 96857 | r-M-1504-1 | 1983-01-01 | Permanently out of Use | 2014-12-15 | 550 | Diesel
9-103014 | WHEELER ARMY AIRFIELD | BLDG 1509 AIRDOME RD | Wheeler Army Airfield | HI | 96854 | U.S. ARMY SUPPORT COMMAND, HAWAII DPW | BLDG 105, WHEELER ARMY AIRFIELD | Wheeler Army Airfield | HI | 96854 | R-1 |  | Permanently Out of Use | 1995-08-23 | 1250 | Diesel
9-102727 | WAKE | BLDG 1519 | Honolulu | HI | 96800 | U.S. AIR FORCE |  | Honolulu | HI | 96800 | r-1519 |  | Permanently out of Use | 1999-07-16 | 1300 | Used Oil
9-101514 | FORT SHAFTER | BLDG 1527, 1528 TANK 1527-1, 1527-2, 1527-3, 1528-1, 1528-2, 1528-3 | Fort Shafter | HI | 96858 | 25TH ID (LIGHT) & USARHAW | ATTN: DPW, USAG-HI | Fort Shafter | HI | 96858 | R-1527-1 | 1973-01-01 | Permanently Out of Use | 1990-02-20 | 10000 | Diesel
9-101514 | FORT SHAFTER | BLDG 1527, 1528 TANK 1527-1, 1527-2, 1527-3, 1528-1, 1528-2, 1528-3 | Fort Shafter | HI | 96858 | 25TH ID (LIGHT) & USARHAW | ATTN: DPW, USAG-HI | Fort Shafter | HI | 96858 | R-1527-3 | 1973-01-01 | Permanently Out of Use | 1990-02-20 | 10000 | Gasoline
9-101514 | FORT SHAFTER | BLDG 1527, 1528 TANK 1527-1, 1527-2, 1527-3, 1528-1, 1528-2, 1528-3 | Fort Shafter | HI | 96858 | 25TH ID (LIGHT) & USARHAW | ATTN: DPW, USAG-HI | Fort Shafter | HI | 96858 | R-1528-1 | 1985-01-01 | Permanently Out of Use | 1997-04-15 | 10000 | Gasoline
9-101514 | FORT SHAFTER | BLDG 1527, 1528 TANK 1527-1, 1527-2, 1527-3, 1528-1, 1528-2, 1528-3 | Fort Shafter | HI | 96858 | 25TH ID (LIGHT) & USARHAW | ATTN: DPW, USAG-HI | Fort Shafter | HI | 96858 | R-1528-2 | 1985-01-01 | Permanently Out of Use | 1997-04-15 | 10000 | Diesel
9-101514 | FORT SHAFTER | BLDG 1527, 1528 TANK 1527-1, 1527-2, 1527-3, 1528-1, 1528-2, 1528-3 | Fort Shafter | HI | 96858 | 25TH ID (LIGHT) & USARHAW | ATTN: DPW, USAG-HI | Fort Shafter | HI | 96858 | R-1528-3 | 1972-01-01 | Permanently Out of Use | 1994-02-15 | 1000 | Used Oil
9-101514 | FORT SHAFTER | BLDG 1527, 1528 TANK 1527-1, 1527-2, 1527-3, 1528-1, 1528-2, 1528-3 | Fort Shafter | HI | 96858 | 25TH ID (LIGHT) & USARHAW | ATTN: DPW, USAG-HI | Fort Shafter | HI | 96858 | R-1527-2 | 1973-01-01 | Permanently Out of Use | 1990-03-20 | 10000 | Gasoline
9-101516 | FORT SHAFTER | BLDG 1535 TANK 1535-1 | Fort Shafter | HI | 96858 | 25TH ID (LIGHT) & USARHAW | ATTN: DPW, USAG-HI | Fort Shafter | HI | 96858 | R-1535-1 | 1985-05-06 | Permanently Out of Use | 1994-02-17 | 280 | Used Oil
9-101956 | PEARL HARBOR NAVAL SHIPYARD | BLDG 155, TANK 14, 15 | Pearl Harbor | HI | 96860 | PEARL HARBOR NAVAL SHIPYARD | 401 AVE E SUITE CODE 106.3 | Pearl Harbor | HI | 96860 | R-14 | 1976-04-15 | Permanently Out of Use | 1995-08-01 | 550 | Used Oil
9-101956 | PEARL HARBOR NAVAL SHIPYARD | BLDG 155, TANK 14, 15 | Pearl Harbor | HI | 96860 | PEARL HARBOR NAVAL SHIPYARD | 401 AVE E SUITE CODE 106.3 | Pearl Harbor | HI | 96860 | R-15 | 1982-04-15 | Permanently Out of Use | 1993-05-01 | 500 | Used Oil
9-101002 | WHEELER AIR FORCE BASE | BLDG 1578 TANK 1578-1 | Wheeler Army Airfield | HI | 96854 | 25TH ID (LIGHT) & USARHAW | ATTN: DPW, USAG-HI | Wheeler Army Airfield | HI | 96854 | R-1578-1 | 1985-06-06 | Permanently Out of Use | 1995-07-05 | 2000 | Diesel
9-202421 | SCHOFIELD BARRACKS | BLDG 158 / QUAD B | Schofield Barracks | HI | 96857 | U.S. ARMY SUPPORT COMMAND, HAWAII |  | Schofield Barracks | HI | 96857 | R-158-4 |  | Permanently Out of Use | 1994-05-20 | 550 | Diesel
9-202421 | SCHOFIELD BARRACKS | BLDG 158 / QUAD B | Schofield Barracks | HI | 96857 | U.S. ARMY SUPPORT COMMAND, HAWAII |  | Schofield Barracks | HI | 96857 | R-158-6 |  | Permanently Out of Use | 1994-05-31 | 550 | Diesel
9-102306 | NAVAL SUBMARINE BASE | BLDG 1588, TANK 24 SUBASE AUTO SERVICE CTR | Pearl Harbor | HI | 96860 | U.S. DEPT OF THE NAVY |  | Pearl Harbor | HI | 96860 | R-24 | 1979-04-12 | Permanently Out of Use | 1996-12-12 | 550 | Used Oil
9-203371 | NAVAL STATION - PEARL HARBOR - MAKALAPA CRATER | BLDG 16, TANK 101 | Pearl Harbor | HI | 96860 | US NAVY - COMNAVREG - HI | 517 RUSSELL AVE, SUITE 110 | Pearl Harbor | HI | 96860 | R-101 |  | Permanently Out of Use | 1998-05-21 |  | Not Listed
9-102842 | SCHOFIELD BARRACKS | BLDG 1604 | Schofield Barracks | HI | 96857 | U.S. ARMY 25TH ID (L) & USARHAW | US ARMY SUPPORT COMMAND, HAWAII | Schofield Barracks | HI | 96857 | R-1604-1 | 1985-01-01 | Permanently Out of Use | 1998-03-11 | 12000 | Diesel
9-102842 | SCHOFIELD BARRACKS | BLDG 1604 | Schofield Barracks | HI | 96857 | U.S. ARMY 25TH ID (L) & USARHAW | US ARMY SUPPORT COMMAND, HAWAII | Schofield Barracks | HI | 96857 | R-1604-4 | 1985-01-01 | Permanently Out of Use | 1996-10-22 | 12000 | Diesel
9-102842 | SCHOFIELD BARRACKS | BLDG 1604 | Schofield Barracks | HI | 96857 | U.S. ARMY 25TH ID (L) & USARHAW | US ARMY SUPPORT COMMAND, HAWAII | Schofield Barracks | HI | 96857 | R-1604-2 | 1985-01-01 | Permanently Out of Use | 1996-10-23 | 12000 | Gasoline
9-102842 | SCHOFIELD BARRACKS | BLDG 1604 | Schofield Barracks | HI | 96857 | U.S. ARMY 25TH ID (L) & USARHAW | US ARMY SUPPORT COMMAND, HAWAII | Schofield Barracks | HI | 96857 | R-1604-3 | 1985-01-01 | Permanently Out of Use | 1998-03-11 | 12000 | Diesel
9-101513 | FORT SHAFTER | BLDG 1605 , TANK 1605 A-2 AND 1605 A-1 | Fort Shafter | HI | 96858 | 25TH ID (LIGHT) & USARHAW | ATTN: DPW, USAG-HI | Fort Shafter | HI | 96858 | R-1605A-1 | 1946-05-06 | Permanently Out of Use | 1991-10-31 | 1000 | Diesel
9-101513 | FORT SHAFTER | BLDG 1605 , TANK 1605 A-2 AND 1605 A-1 | Fort Shafter | HI | 96858 | 25TH ID (LIGHT) & USARHAW | ATTN: DPW, USAG-HI | Fort Shafter | HI | 96858 | R-1605A-2 | 1985-05-06 | Permanently Out of Use | 1995-05-10 | 1500 | Diesel
9-102843 | U.S. ARMY MAINTENANCE FACILITY -SCHOFIELD BARRACKS | BLDG 1607 & 1608 TANK 1607-1, 1608-1 | Schofield Barracks | HI | 96857 | U.S. ARMY SUPPORT COMMAND, HAWAII |  | Schofield Barracks | HI | 96857 | R-1607 |  | Permanently Out of Use | 1996-03-27 | 2000 | Used Oil
9-102843 | U.S. ARMY MAINTENANCE FACILITY -SCHOFIELD BARRACKS | BLDG 1607 & 1608 TANK 1607-1, 1608-1 | Schofield Barracks | HI | 96857 | U.S. ARMY SUPPORT COMMAND, HAWAII |  | Schofield Barracks | HI | 96857 | R-1608 |  | Permanently Out of Use | 1996-03-27 | 2000 | Used Oil
9-102557 | SCHOFIELD BARRACKS | BLDG 1609 | Schofield Barracks | HI | 96857 | U.S. ARMY 25TH ID (L) & USARHAW | US ARMY SUPPORT COMMAND, HAWAII | Schofield Barracks | HI | 96857 | R-1609-1 |  | Permanently Out of Use | 1994-02-03 | 2000 | Used Oil
9-102557 | SCHOFIELD BARRACKS | BLDG 1609 | Schofield Barracks | HI | 96857 | U.S. ARMY 25TH ID (L) & USARHAW | US ARMY SUPPORT COMMAND, HAWAII | Schofield Barracks | HI | 96857 | R-1609-2 | 1994-02-01 | Permanently Out of Use | 1998-03-03 | 2500 | Used Oil
9-102923 | SCHOFIELD BARRACKS | BLDG 1624 | Schofield Barracks | HI | 96857 | U.S. ARMY GARRISON | DIRECTORATE OF PUBLIC WORKS ENVIRONMENTAL SECTION | Schofield Barracks | HI | 96857 | R-1624-1 | 1985-01-01 | Permanently Out of Use | 1994-05-20 | 10000 | Gasoline
9-102923 | SCHOFIELD BARRACKS | BLDG 1624 | Schofield Barracks | HI | 96857 | U.S. ARMY GARRISON | DIRECTORATE OF PUBLIC WORKS ENVIRONMENTAL SECTION | Schofield Barracks | HI | 96857 | R-1624-2 | 1985-01-01 | Permanently Out of Use | 1999-12-23 | 10000 | Diesel
9-103203 | SCHOFIELD BARRACKS | BLDG 1628, TANK 1628-1 | Schofield Barracks | HI | 96857 | U.S. ARMY 25TH ID (L) & USARHAW | US ARMY SUPPORT COMMAND, HAWAII | Schofield Barracks | HI | 96857 | R-1628-1 | 1990-01-01 | Permanently Out of Use | 1998-03-05 | 2000 | Used Oil
9-102674 | NAVY PUBLIC WORKS CENTER | BLDG 1649 TANK 100 | Pearl Harbor | HI | 96860 | US NAVY - COMNAVREG - HI | 850 Ticonderoga Street, suite 110 | Pearl Harbor | HI | 96860 | R-100 | 1985-05-30 | Permanently Out of Use | 1993-11-16 | 1000 | Diesel
9-102138 | USMC - KMCAS | BLDG 1661 KB74 | Kaneohe Marine Corps Base | HI | 96863 | U.S. MARINE CORPS BASE HAWAII | Facilities Department Box 63002 | Kaneohe Marine Corps Base | HI | 96863 | R-KB74 | 1985-05-02 | Permanently Out of Use | 1997-01-01 | 550 | Used Oil
9-102139 | USMC - KMCAS | BLDG 1667, TANKS KB75, KB76, KB77, KB78 & KB79 | Kaneohe Marine Corps Base | HI | 96863 | U.S. MARINE CORPS BASE HAWAII | Facilities Department Box 63002 | Kaneohe Marine Corps Base | HI | 96863 | R-75 | 1968-05-02 | Permanently Out of Use | 1998-10-01 | 10000 | Gasoline
9-102139 | USMC - KMCAS | BLDG 1667, TANKS KB75, KB76, KB77, KB78 & KB79 | Kaneohe Marine Corps Base | HI | 96863 | U.S. MARINE CORPS BASE HAWAII | Facilities Department Box 63002 | Kaneohe Marine Corps Base | HI | 96863 | R-76 | 1968-05-02 | Permanently Out of Use | 1998-10-01 | 10000 | Gasoline
9-102139 | USMC - KMCAS | BLDG 1667, TANKS KB75, KB76, KB77, KB78 & KB79 | Kaneohe Marine Corps Base | HI | 96863 | U.S. MARINE CORPS BASE HAWAII | Facilities Department Box 63002 | Kaneohe Marine Corps Base | HI | 96863 | R-77 | 1968-05-02 | Permanently Out of Use | 1998-10-01 | 10000 | Gasoline
9-102139 | USMC - KMCAS | BLDG 1667, TANKS KB75, KB76, KB77, KB78 & KB79 | Kaneohe Marine Corps Base | HI | 96863 | U.S. MARINE CORPS BASE HAWAII | Facilities Department Box 63002 | Kaneohe Marine Corps Base | HI | 96863 | R-78 | 1968-05-02 | Permanently Out of Use | 1998-10-01 | 10000 | Gasoline
9-102139 | USMC - KMCAS | BLDG 1667, TANKS KB75, KB76, KB77, KB78 & KB79 | Kaneohe Marine Corps Base | HI | 96863 | U.S. MARINE CORPS BASE HAWAII | Facilities Department Box 63002 | Kaneohe Marine Corps Base | HI | 96863 | R-KB-79 | 1968-05-02 | Permanently Out of Use | 1997-07-01 | 550 | Used Oil
9-103210 | USMC - KANEOHE MARINE COPRS BASE | BLDG 1669, TANK KB97 | Kaneohe Marine Corps Base | HI | 96863 | U.S. MARINE CORPS BASE HAWAII | Facilities Department Box 63002 | Kaneohe Marine Corps Base | HI | 96863 | R-KB-97 | 1986-01-01 | Permanently Out of Use | 1996-11-01 | 550 | Used Oil
9-101958 | PEARL HARBOR NAVAL SHIPYARD | BLDG 167, TANK 17 | Pearl Harbor | HI | 96860 | PEARL HARBOR NAVAL SHIPYARD | 401 AVE E SUITE CODE 106.3 | Pearl Harbor | HI | 96860 | R-17 | 1975-04-15 | Permanently Out of Use | 1995-11-01 | 595 | Used Oil
9-102844 | U.S. ARMY VEHICLE MAINT. FACILIT | BLDG 1670 | Schofield Barracks | HI | 96857 | U.S. ARMY SUPPORT COMMAND, HAWAII |  | Schofield Barracks | HI | 96857 | R-1670-2 |  | Permanently Out of Use | 1996-03-29 | 1000 | Other
9-102844 | U.S. ARMY VEHICLE MAINT. FACILIT | BLDG 1670 | Schofield Barracks | HI | 96857 | U.S. ARMY SUPPORT COMMAND, HAWAII |  | Schofield Barracks | HI | 96857 | R-1670-3 |  | Permanently Out of Use | 1997-06-17 | 2000 | Used Oil
9-102844 | U.S. ARMY VEHICLE MAINT. FACILIT | BLDG 1670 | Schofield Barracks | HI | 96857 | U.S. ARMY SUPPORT COMMAND, HAWAII |  | Schofield Barracks | HI | 96857 | R-1670-1 |  | Permanently Out of Use | 1994-01-16 | 2000 | Used Oil
9-102845 | SCHOFIELD BARRACKS | BLDG 1674 | Schofield Barracks | HI | 96857 | U.S. ARMY 25TH ID (L) & USARHAW | US ARMY SUPPORT COMMAND, HAWAII | Schofield Barracks | HI | 96857 | r-1674-2 |  | Permanently out of Use | 2000-12-07 | 6000 | Other
9-102845 | SCHOFIELD BARRACKS | BLDG 1674 | Schofield Barracks | HI | 96857 | U.S. ARMY 25TH ID (L) & USARHAW | US ARMY SUPPORT COMMAND, HAWAII | Schofield Barracks | HI | 96857 | R-1674-1 |  | Permanently Out of Use | 1996-03-29 | 6000 | Gasoline
9-102845 | SCHOFIELD BARRACKS | BLDG 1674 | Schofield Barracks | HI | 96857 | U.S. ARMY 25TH ID (L) & USARHAW | US ARMY SUPPORT COMMAND, HAWAII | Schofield Barracks | HI | 96857 | R-1674-3 |  | Permanently Out of Use | 1998-11-30 | 6000 | Diesel
9-102142 | USMC - KMCAS | BLDG 1696 TANK KB82 | Kaneohe Marine Corps Base | HI | 96863 | U.S. MARINE CORPS BASE HAWAII | Facilities Department Box 63002 | Kaneohe Marine Corps Base | HI | 96863 | R-KB82 | 1984-05-02 | Permanently Out of Use | 1997-10-01 | 280 | Diesel
9-102093 | USMC - KMCAS | BLDG 171, TANK KB2, KB3, KB4, KB5 | Kaneohe Marine Corps Base | HI | 96863 | U.S. MARINE CORPS BASE HAWAII | Facilities Department Box 63002 | Kaneohe Marine Corps Base | HI | 96863 | R-KB2 | 1945-05-02 | Permanently Out of Use | 1997-03-07 | 50000 | Diesel
9-102093 | USMC - KMCAS | BLDG 171, TANK KB2, KB3, KB4, KB5 | Kaneohe Marine Corps Base | HI | 96863 | U.S. MARINE CORPS BASE HAWAII | Facilities Department Box 63002 | Kaneohe Marine Corps Base | HI | 96863 | R-KB4 | 1945-05-03 | Permanently Out of Use | 1995-03-07 | 50000 | Diesel
9-102093 | USMC - KMCAS | BLDG 171, TANK KB2, KB3, KB4, KB5 | Kaneohe Marine Corps Base | HI | 96863 | U.S. MARINE CORPS BASE HAWAII | Facilities Department Box 63002 | Kaneohe Marine Corps Base | HI | 96863 | R-KB3 | 1945-05-03 | Permanently Out of Use | 1995-03-07 | 50000 | Diesel
9-102093 | USMC - KMCAS | BLDG 171, TANK KB2, KB3, KB4, KB5 | Kaneohe Marine Corps Base | HI | 96863 | U.S. MARINE CORPS BASE HAWAII | Facilities Department Box 63002 | Kaneohe Marine Corps Base | HI | 96863 | R-KB5 | 1945-05-03 | Permanently Out of Use | 1997-03-07 | 50000 | Diesel
9-103698 | HICKAM AIR FORCE BASE | BLDG 1713 TANK MOTOR POOL - KUNTZ | Hickam Air Force Base | HI | 96853 | U.S. AIR FORCE |  | Hickam Air Force Base | HI | 96853 | r--MOTOR POOL KUNTZ |  | Permanently out of Use |  | 1000 | Other
9-103568 | HICKAM AIR FORCE BASE | BLDG 1720 TANK 1720A, 1720B, 1720C, 1720D, 1720E, 1720F | Hickam Air Force Base | HI | 96853 | U.S. AIR FORCE |  | Hickam Air Force Base | HI | 96853 | R-1720F | 1970-01-01 | Permanently Out of Use | 1999-11-17 | 550 | Hazardous Substance
9-103568 | HICKAM AIR FORCE BASE | BLDG 1720 TANK 1720A, 1720B, 1720C, 1720D, 1720E, 1720F | Hickam Air Force Base | HI | 96853 | U.S. AIR FORCE |  | Hickam Air Force Base | HI | 96853 | 1720E | 1970-01-01 | Permanently Out of Use |  | 10000 | Gasoline
9-103568 | HICKAM AIR FORCE BASE | BLDG 1720 TANK 1720A, 1720B, 1720C, 1720D, 1720E, 1720F | Hickam Air Force Base | HI | 96853 | U.S. AIR FORCE |  | Hickam Air Force Base | HI | 96853 | 1720C | 1970-01-01 | Permanently Out of Use |  | 6000 | Gasoline
9-103568 | HICKAM AIR FORCE BASE | BLDG 1720 TANK 1720A, 1720B, 1720C, 1720D, 1720E, 1720F | Hickam Air Force Base | HI | 96853 | U.S. AIR FORCE |  | Hickam Air Force Base | HI | 96853 | 1720D | 1970-01-01 | Permanently Out of Use |  | 4000 | Gasoline
9-100055 | NAVAL SUBMARINE BASE | BLDG 1724 17 STORY HI-RISE / TANK 29 PIERCE/SHANE ST | Pearl Harbor | HI | 96860 | US Navy - Commandar Navy Region Hawaii | 850 Ticonderoga Street, Suite 110 | Pearl Harbor | HI | 96860 | M-29 | 1987-02-11 | Currently In Use |  | 1000 | Diesel
9-101691 | NAVAL AIR STATION - BARBERS POINT | Bldg 173 TANK BP27, BP27A, BP 28 | Barbers Point Naval Air Station | HI | 96862 | U.S. DEPT OF THE NAVY |  | Barbers Point Naval Air Station | HI | 96862 | R-f-BP27 | 1945-04-21 | Permanently Out of Use |  | 5000 | Other
9-101691 | NAVAL AIR STATION - BARBERS POINT | Bldg 173 TANK BP27, BP27A, BP 28 | Barbers Point Naval Air Station | HI | 96862 | U.S. DEPT OF THE NAVY |  | Barbers Point Naval Air Station | HI | 96862 | R-F-BP28 | 1945-04-21 | Permanently Out of Use | 1996-09-13 | 10000 | Used Oil
9-103822 | NAVAL AIR STATION - BARBERS POINT | Bldg 174 TANK BP29, BP30, BP31, BP32, BP33, BP34, BP35, BP36, BP37, BP38, BP39, BP40 | Barbers Point Naval Air Station | HI | 96862 | U.S. DEPT OF THE NAVY |  | Barbers Point Naval Air Station | HI | 96862 | R-BP31 | 1945-04-21 | Permanently Out of Use | 1992-04-08 | 5000 | Other
9-103822 | NAVAL AIR STATION - BARBERS POINT | Bldg 174 TANK BP29, BP30, BP31, BP32, BP33, BP34, BP35, BP36, BP37, BP38, BP39, BP40 | Barbers Point Naval Air Station | HI | 96862 | U.S. DEPT OF THE NAVY |  | Barbers Point Naval Air Station | HI | 96862 | R-BP34 | 1945-04-21 | Permanently Out of Use | 1992-04-07 | 5000 | Other
9-103822 | NAVAL AIR STATION - BARBERS POINT | Bldg 174 TANK BP29, BP30, BP31, BP32, BP33, BP34, BP35, BP36, BP37, BP38, BP39, BP40 | Barbers Point Naval Air Station | HI | 96862 | U.S. DEPT OF THE NAVY |  | Barbers Point Naval Air Station | HI | 96862 | R-BP30 | 1945-04-21 | Permanently Out of Use | 1992-04-08 | 25000 | Other
9-103822 | NAVAL AIR STATION - BARBERS POINT | Bldg 174 TANK BP29, BP30, BP31, BP32, BP33, BP34, BP35, BP36, BP37, BP38, BP39, BP40 | Barbers Point Naval Air Station | HI | 96862 | U.S. DEPT OF THE NAVY |  | Barbers Point Naval Air Station | HI | 96862 | R-BP32 | 1945-04-21 | Permanently Out of Use | 1992-04-08 | 5000 | Other
9-103822 | NAVAL AIR STATION - BARBERS POINT | Bldg 174 TANK BP29, BP30, BP31, BP32, BP33, BP34, BP35, BP36, BP37, BP38, BP39, BP40 | Barbers Point Naval Air Station | HI | 96862 | U.S. DEPT OF THE NAVY |  | Barbers Point Naval Air Station | HI | 96862 | R-BP33 | 1945-04-21 | Permanently Out of Use | 1992-04-07 | 5000 | Other
9-103822 | NAVAL AIR STATION - BARBERS POINT | Bldg 174 TANK BP29, BP30, BP31, BP32, BP33, BP34, BP35, BP36, BP37, BP38, BP39, BP40 | Barbers Point Naval Air Station | HI | 96862 | U.S. DEPT OF THE NAVY |  | Barbers Point Naval Air Station | HI | 96862 | R-BP36 | 1945-04-21 | Permanently Out of Use | 1992-04-09 | 260 | Other
9-103822 | NAVAL AIR STATION - BARBERS POINT | Bldg 174 TANK BP29, BP30, BP31, BP32, BP33, BP34, BP35, BP36, BP37, BP38, BP39, BP40 | Barbers Point Naval Air Station | HI | 96862 | U.S. DEPT OF THE NAVY |  | Barbers Point Naval Air Station | HI | 96862 | R-BP37 | 1945-04-21 | Permanently Out of Use | 1992-04-09 | 260 | Other
9-103822 | NAVAL AIR STATION - BARBERS POINT | Bldg 174 TANK BP29, BP30, BP31, BP32, BP33, BP34, BP35, BP36, BP37, BP38, BP39, BP40 | Barbers Point Naval Air Station | HI | 96862 | U.S. DEPT OF THE NAVY |  | Barbers Point Naval Air Station | HI | 96862 | R-BP38 | 1945-04-21 | Permanently Out of Use | 1992-04-07 | 300 | Other
9-103822 | NAVAL AIR STATION - BARBERS POINT | Bldg 174 TANK BP29, BP30, BP31, BP32, BP33, BP34, BP35, BP36, BP37, BP38, BP39, BP40 | Barbers Point Naval Air Station | HI | 96862 | U.S. DEPT OF THE NAVY |  | Barbers Point Naval Air Station | HI | 96862 | R-BP39 | 1945-04-21 | Permanently Out of Use | 1992-04-07 | 300 | Other
9-103822 | NAVAL AIR STATION - BARBERS POINT | Bldg 174 TANK BP29, BP30, BP31, BP32, BP33, BP34, BP35, BP36, BP37, BP38, BP39, BP40 | Barbers Point Naval Air Station | HI | 96862 | U.S. DEPT OF THE NAVY |  | Barbers Point Naval Air Station | HI | 96862 | R-BP40 | 1945-04-21 | Permanently Out of Use | 1992-04-07 | 300 | Other
9-103822 | NAVAL AIR STATION - BARBERS POINT | Bldg 174 TANK BP29, BP30, BP31, BP32, BP33, BP34, BP35, BP36, BP37, BP38, BP39, BP40 | Barbers Point Naval Air Station | HI | 96862 | U.S. DEPT OF THE NAVY |  | Barbers Point Naval Air Station | HI | 96862 | R-BP29 | 1945-04-21 | Permanently Out of Use | 1992-04-08 | 25000 | Other
9-103822 | NAVAL AIR STATION - BARBERS POINT | Bldg 174 TANK BP29, BP30, BP31, BP32, BP33, BP34, BP35, BP36, BP37, BP38, BP39, BP40 | Barbers Point Naval Air Station | HI | 96862 | U.S. DEPT OF THE NAVY |  | Barbers Point Naval Air Station | HI | 96862 | R-BP35 | 1945-04-21 | Permanently Out of Use | 1992-04-09 | 260 | Other
9-103360 | AAFES GAS STATION | BLDG 1760 | Hickam Air Force Base | HI | 96853 | U.S. AIR FORCE |  | Hickam Air Force Base | HI | 96853 | r-92 -1760-B | 1993-01-01 | Permanently out of Use | 2007-07-24 | 10000 | Gasoline
9-103360 | AAFES GAS STATION | BLDG 1760 | Hickam Air Force Base | HI | 96853 | U.S. AIR FORCE |  | Hickam Air Force Base | HI | 96853 | r-87-1760-A | 1993-01-01 | Permanently out of Use | 2007-07-24 | 10000 | Gasoline
9-200998 | NAVAL AIR STATION - BARBERS POINT | BLDG 1769 TANK BP68, BP69, BP70 | Barbers Point Naval Air Station | HI | 96862 | U.S. DEPT OF THE NAVY |  | Barbers Point Naval Air Station | HI | 96862 | R-BP69 | 1970-04-30 | Permanently Out of Use | 1996-09-24 | 2500 | Diesel
9-200998 | NAVAL AIR STATION - BARBERS POINT | BLDG 1769 TANK BP68, BP69, BP70 | Barbers Point Naval Air Station | HI | 96862 | U.S. DEPT OF THE NAVY |  | Barbers Point Naval Air Station | HI | 96862 | R-BP70 | 1970-01-01 | Permanently Out of Use | 1992-01-27 | 2500 | Diesel
9-200998 | NAVAL AIR STATION - BARBERS POINT | BLDG 1769 TANK BP68, BP69, BP70 | Barbers Point Naval Air Station | HI | 96862 | U.S. DEPT OF THE NAVY |  | Barbers Point Naval Air Station | HI | 96862 | R-bp68 | 1970-04-30 | Permanently Out of Use | 1996-09-24 | 2500 | Diesel
9-102333 | NAVY PUBLIC WORKS CENTER | BLDG 177 TANK 16, 17, 18, 19 | Pearl Harbor | HI | 96860 | US NAVY - COMNAVREG - HI | 850 Ticonderoga Street, suite 110 | Pearl Harbor | HI | 96860 | R-18 | 1942-04-28 | Permanently Out of Use | 1994-05-05 | 25000 | Diesel
9-102333 | NAVY PUBLIC WORKS CENTER | BLDG 177 TANK 16, 17, 18, 19 | Pearl Harbor | HI | 96860 | US NAVY - COMNAVREG - HI | 850 Ticonderoga Street, suite 110 | Pearl Harbor | HI | 96860 | R-19 | 1942-04-28 | Permanently Out of Use | 1994-05-23 | 25000 | Diesel
9-102333 | NAVY PUBLIC WORKS CENTER | BLDG 177 TANK 16, 17, 18, 19 | Pearl Harbor | HI | 96860 | US NAVY - COMNAVREG - HI | 850 Ticonderoga Street, suite 110 | Pearl Harbor | HI | 96860 | R-16 | 1942-04-28 | Permanently Out of Use | 1994-05-05 | 25000 | Diesel
9-102333 | NAVY PUBLIC WORKS CENTER | BLDG 177 TANK 16, 17, 18, 19 | Pearl Harbor | HI | 96860 | US NAVY - COMNAVREG - HI | 850 Ticonderoga Street, suite 110 | Pearl Harbor | HI | 96860 | R-17 | 1942-04-28 | Permanently Out of Use | 1994-05-05 | 25000 | Diesel
9-103021 | NAVAL INTERMEDIATE MAINTENANCE FACILITY | BLDG 1770 TANK 1 | Pearl Harbor | HI | 96860 | U.S. DEPARTMENT OF NAVY | NAVAL INTERMEDIATE MAINTENANCE FACILITY | Pearl Harbor | HI | 96860 | R-1 | 1994-02-01 | Permanently Out of Use | 1999-10-04 | 10000 | Other
9-103337 | NAVAL AIR STATION BARBERS POINT | BLDG 1772 TANK BP97 | Barbers Point Naval Air Station | HI | 96862 | U.S. DEPT OF THE NAVY |  | Barbers Point Naval Air Station | HI | 96862 | R-M-BP97 |  | Permanently Out of Use | 1996-10-01 |  | Not Listed
9-103338 | NAVAL AIR STATION BARBERS POINT | BLDG 1822 TANK BP96 | Kaneohe Marine Corps Base | HI | 96863 | U.S. DEPT OF THE NAVY |  | Kaneohe Marine Corps Base | HI | 96863 | R-BP96 |  | Permanently Out of Use | 1996-09-25 |  | Not Listed
9-102325 | NAVAL MED. CLINIC, PH | BLDG 1829, TANK 3 (BP62) | Pearl Harbor | HI | 96860 | NAVAL MEDICAL CLINIC, PEARL HARBOR | ATTN: CHIEF SCHILLING 480 CENTRAL AVE | Pearl Harbor | HI | 96860 | R-3 | 1976-04-28 | Permanently Out of Use | 1993-06-20 | 500 | Diesel
9-103343 | USMC - MARINE CORPS BASE HAWAII | BLDG 184 AND 185 TANK KB 184 | Kaneohe Marine Corps Base | HI | 96863 | U.S. MARINE CORPS BASE HAWAII | Facilities Department Box 63002 | Kaneohe Marine Corps Base | HI | 96863 | R-KB-184 |  | Permanently Out of Use | 1997-12-08 | 500 | Diesel
9-103823 | Ford Island - Warehouse | Bldg 184 Avoget t/Ranger loop | Pearl Harbor | HI | 96860 | US Navy - Commandar Navy Region Hawaii | 850 Ticonderoga St, Ste 110 | Pearl Harbor | HI | 96860 | r-1 |  | Permanently out of Use | 2007-01-05 | 400 | Not Listed
9-102342 | NAVY PUBLIC WORKS CENTER | BLDG 1847 TANK 38 | Pearl Harbor | HI | 96860 | US NAVY - COMNAVREG - HI | 517 RUSSELL AVE, SUITE 110 | Pearl Harbor | HI | 96860 | R-38 | 1978-04-28 | Permanently Out of Use | 1988-12-22 | 1000 | Diesel
9-102375 | NAVAL STATION - PEARL HARBOR | BLDG 186 aka Bldg 1752 TANK 7, 8 | Pearl Harbor | HI | 96860 | US NAVY - COMNAVREG - HI | 517 RUSSELL AVE, SUITE 110 | Pearl Harbor | HI | 96860 | R-8 | 1942-05-01 | Permanently Out of Use | 1991-02-22 | 1100 | Diesel
9-103175 | NAVAL AIR STATION BARBERS POINT | BLDG 1866 TANK BP94 | Pearl Harbor | HI | 96860 | U.S. DEPT OF THE NAVY |  | Pearl Harbor | HI | 96860 | R-BP94 |  | Permanently Out of Use | 1996-09-10 | 500 | Used Oil
9-201049 | KAENA Point SATELLITE TRACKING Stn | BLDG 19 | Waianae | HI | 96792 | U.S. AIR FORCE |  | Waianae | HI | 96792 | R-19A | 1973-03-01 | Permanently Out of Use | 1997-02-01 | 500 | Gasoline
9-201049 | KAENA Point SATELLITE TRACKING Stn | BLDG 19 | Waianae | HI | 96792 | U.S. AIR FORCE |  | Waianae | HI | 96792 | R-19B | 1973-04-17 | Permanently Out of Use | 1997-02-01 | 500 | Diesel
9-201049 | KAENA Point SATELLITE TRACKING Stn | BLDG 19 | Waianae | HI | 96792 | U.S. AIR FORCE |  | Waianae | HI | 96792 | R-19C | 1973-04-17 | Permanently Out of Use | 1997-02-01 | 500 | Gasoline
9-103864 | USN - Bishop Point | Bldg 19 | Hickam Air Force Base | HI | 96853 | US Navy - Commander Navy Region Hawaii | 850 Ticonderoga St, Suite 110, Code N45 | Hickam Air Force Base | HI | 96853 | r-1 |  | Permanently out of Use | 2008-06-26 | 800 | Unknown
9-102079 | GROUND SUPPORT EQUIPT. SHOP | BLDG 1907 (TANK 3) | Barbers Point Naval Air Station | HI | 96862 | U.S. COAST GUARD | AIR STATION-BARBERS PT | Barbers Point Naval Air Station | HI | 96862 | R-3 | 1985-12-30 | Permanently Out of Use | 1990-04-03 | 280 | Used Oil
9-101336 | GROUND SUPPORT EQUIPT. SHOP | BLDG 1907 TANK 1 (BP66) and Tank 2 (BP67) | Barbers Point Naval Air Station | HI | 96862 | U.S. COAST GUARD | AIR STATION-BARBERS PT | Barbers Point Naval Air Station | HI | 96862 | R-1 | 1985-04-14 | Permanently Out of Use | 1990-04-03 | 2000 | Used Oil
9-101336 | GROUND SUPPORT EQUIPT. SHOP | BLDG 1907 TANK 1 (BP66) and Tank 2 (BP67) | Barbers Point Naval Air Station | HI | 96862 | U.S. COAST GUARD | AIR STATION-BARBERS PT | Barbers Point Naval Air Station | HI | 96862 | R-3 | 1985-04-14 | Permanently Out of Use | 1990-04-03 | 2000 | Other
9-102627 | NAVAL STATION - PEARL HARBOR | BLDG 192 TANK 51 | Pearl Harbor | HI | 96860 | US NAVY - COMNAVREG - HI | 517 RUSSELL AVE, SUITE 110 | Pearl Harbor | HI | 96860 | R-51 |  | Permanently Out of Use |  |  | Not Listed
9-102881 | HAWAII AIR NATIONAL GUARD 297 ATCF | BLDG 1923 TANK 1923-1 1923-2 1923-3 (aka bp84 bp 85) SARATOGA RD | Barbers Point Naval Air Station | HI | 96862 | STATE DOD - HAWAII AIR NATIONAL GUARD | 3949 DIAMOND HEAD ROAD | Barbers Point Naval Air Station | HI | 96862 | R-1923-1 | 1989-01-01 | Permanently Out of Use | 1995-12-06 | 1000 | Diesel
9-102881 | HAWAII AIR NATIONAL GUARD 297 ATCF | BLDG 1923 TANK 1923-1 1923-2 1923-3 (aka bp84 bp 85) SARATOGA RD | Barbers Point Naval Air Station | HI | 96862 | STATE DOD - HAWAII AIR NATIONAL GUARD | 3949 DIAMOND HEAD ROAD | Barbers Point Naval Air Station | HI | 96862 | R-1923-3 | 1989-01-01 | Permanently Out of Use | 1995-12-13 | 1000 | Used Oil
9-102881 | HAWAII AIR NATIONAL GUARD 297 ATCF | BLDG 1923 TANK 1923-1 1923-2 1923-3 (aka bp84 bp 85) SARATOGA RD | Barbers Point Naval Air Station | HI | 96862 | STATE DOD - HAWAII AIR NATIONAL GUARD | 3949 DIAMOND HEAD ROAD | Barbers Point Naval Air Station | HI | 96862 | R-1923-2 | 1989-01-01 | Permanently Out of Use | 1995-12-06 | 1000 | Diesel
9-102001 | NEX Touch N Go Gas Station | Bldg 1928 TANK 81, 82, 83 Saratoga Road | Kapolei | HI | 96707 | US Navy - Commandar Navy Region Hawaii | 850 Ticonderoga Street, Suite 110 | Kapolei | HI | 96707 | 82 | 1988-02-28 | Currently In Use |  | 10000 | Gasoline
9-102001 | NEX Touch N Go Gas Station | Bldg 1928 TANK 81, 82, 83 Saratoga Road | Kapolei | HI | 96707 | US Navy - Commandar Navy Region Hawaii | 850 Ticonderoga Street, Suite 110 | Kapolei | HI | 96707 | 81 | 1988-02-28 | Currently In Use |  | 10000 | Gasoline
9-102001 | NEX Touch N Go Gas Station | Bldg 1928 TANK 81, 82, 83 Saratoga Road | Kapolei | HI | 96707 | US Navy - Commandar Navy Region Hawaii | 850 Ticonderoga Street, Suite 110 | Kapolei | HI | 96707 | 83 | 1988-02-28 | Currently In Use |  | 10000 | Gasoline
9-102340 | NAVY PUBLIC WORKS CENTER | BLDG 197 TANK 34 | Pearl Harbor | HI | 96860 | US NAVY - COMNAVREG - HI | 850 Ticonderoga Street, suite 110 | Pearl Harbor | HI | 96860 | R-34 | 1943-04-29 | Permanently Out of Use | 1994-01-17 | 25000 | Other
9-701054 | KOKEE AIR FORCE STATION | BLDG 2 TANK 2 & 12300 | Lihue | HI | 96766 | U.S. AIR FORCE |  | Lihue | HI | 96766 | R-12300 | 1991-07-01 | Permanently Out of Use | 1997-03-04 | 2100 | Gasoline
9-701054 | KOKEE AIR FORCE STATION | BLDG 2 TANK 2 & 12300 | Lihue | HI | 96766 | U.S. AIR FORCE |  | Lihue | HI | 96766 | R-2 | 1959-12-01 | Permanently Out of Use | 1997-03-04 | 15000 | Diesel
9-102086 | CAMP H.M. SMITH | BLDG 20 TANK CS-9 | Camp H. M. Smith | HI | 96861 | USMC - CAMP H.M. SMITH | P.O. BOX 64122 BLDG 600 | Camp H. M. Smith | HI | 96861 | R-CS-9 | 1978-04-29 | Permanently Out of Use | 1996-02-08 | 8000 | Diesel
9-203219 | CAMP H.M. SMITH | BLDG 20, TANK# CS-A-19 | Camp H. M. Smith | HI | 96861 | USMC - CAMP H.M. SMITH | P.O. BOX 64122 BLDG 600 | Camp H. M. Smith | HI | 96861 | R-CS-A-19 | 1942-01-01 | Permanently Out of Use | 1997-01-17 | 120 | Diesel
9-102068 | HICKAM AIR FORCE BASE | BLDG 2003 AND FORMER BLDG 2004 | Hickam Air Force Base | HI | 96853 | U.S. AIR FORCE |  | Hickam Air Force Base | HI | 96853 | R-2003a/41110/2006 | 1972-01-01 | Permanently Out of Use | 1995-11-14 | 20000 | Other
9-102068 | HICKAM AIR FORCE BASE | BLDG 2003 AND FORMER BLDG 2004 | Hickam Air Force Base | HI | 96853 | U.S. AIR FORCE |  | Hickam Air Force Base | HI | 96853 | R-2003B (f2004-c) | 1971-05-07 | Permanently Out of Use | 2002-06-27 | 6000 | Other
9-101419 | HICKAM AIR FORCE BASE - HANGER 17 | BLDG 2030 HANGER AVE | Hickam Air Force Base | HI | 96853 | U.S. AIR FORCE |  | Hickam Air Force Base | HI | 96853 | R-2030B | 1969-05-07 | Permanently Out of Use | 1996-08-19 | 2400 | Other
9-101419 | HICKAM AIR FORCE BASE - HANGER 17 | BLDG 2030 HANGER AVE | Hickam Air Force Base | HI | 96853 | U.S. AIR FORCE |  | Hickam Air Force Base | HI | 96853 | R-2030A | 1969-05-07 | Permanently Out of Use | 1996-08-19 | 2400 | Other
9-103572 | HICKAM AIR FORCE BASE | BLDG 2044 TANK 2044 | Hickam Air Force Base | HI | 96853 | U.S. AIR FORCE |  | Hickam Air Force Base | HI | 96853 | 2044 | 1962-01-01 | Permanently Out of Use |  | 550 | Not Listed
9-103287 | PHOTO LABORATORY | BLDG 2045 | Hickam Air Force Base | HI | 96853 | U.S. AIR FORCE |  | Hickam Air Force Base | HI | 96853 | R-1 |  | Permanently Out of Use | 1997-08-27 | 550 | Diesel
9-103544 | HICKAM AIR FORCE BASE | BLDG 2050 TANK 2050B | Hickam Air Force Base | HI | 96853 | U.S. AIR FORCE |  | Hickam Air Force Base | HI | 96853 | R-2050B | 1968-01-01 | Permanently Out of Use | 1999-07-21 | 150 | Diesel
9-102103 | USMC - KMCAS | BLDG 207 tank 17, 18, 19 | Kaneohe Marine Corps Base | HI | 96863 | U.S. MARINE CORPS BASE HAWAII | Facilities Department Box 63002 | Kaneohe Marine Corps Base | HI | 96863 | R-KB-18 | 1942-05-02 | Permanently Out of Use | 1995-05-01 | 2300 | Other
9-103302 | SCHOFIELD BARRACKS | BLDG 2072 | Schofield Barracks | HI | 96857 | US Army Garrison Hawaii | 947 Wright Ave, Bldg 104 WAAF | Schofield Barracks | HI | 96857 | M-2072-1 | 1987-01-01 | Currently In Use |  | 3000 | Diesel
9-102058 | HICKAM AIR FORCE BASE | BLDG 2072 AAFES Gas Station | Hickam Air Force Base | HI | 96853 | US Navy - Commandar Navy Region Hawaii | 850 Ticonderoga Street, Suite 110 | Hickam Air Force Base | HI | 96853 | R-2072C | 1979-05-07 | Permanently Out of Use | 1999-01-14 | 10000 | Gasoline
9-102058 | HICKAM AIR FORCE BASE | BLDG 2072 AAFES Gas Station | Hickam Air Force Base | HI | 96853 | US Navy - Commandar Navy Region Hawaii | 850 Ticonderoga Street, Suite 110 | Hickam Air Force Base | HI | 96853 | R-2072B | 1979-05-07 | Permanently Out of Use | 1998-01-20 | 10000 | Gasoline
9-102058 | HICKAM AIR FORCE BASE | BLDG 2072 AAFES Gas Station | Hickam Air Force Base | HI | 96853 | US Navy - Commandar Navy Region Hawaii | 850 Ticonderoga Street, Suite 110 | Hickam Air Force Base | HI | 96853 | R-2072A | 1979-05-07 | Permanently Out of Use | 1999-01-14 | 10000 | Gasoline
9-102058 | HICKAM AIR FORCE BASE | BLDG 2072 AAFES Gas Station | Hickam Air Force Base | HI | 96853 | US Navy - Commandar Navy Region Hawaii | 850 Ticonderoga Street, Suite 110 | Hickam Air Force Base | HI | 96853 | 2072-1 (92) | 1999-01-01 | Currently In Use |  | 10000 | Gasoline
9-102058 | HICKAM AIR FORCE BASE | BLDG 2072 AAFES Gas Station | Hickam Air Force Base | HI | 96853 | US Navy - Commandar Navy Region Hawaii | 850 Ticonderoga Street, Suite 110 | Hickam Air Force Base | HI | 96853 | 2072-2 (87) | 1999-01-01 | Currently In Use |  | 10000 | Gasoline
9-102058 | HICKAM AIR FORCE BASE | BLDG 2072 AAFES Gas Station | Hickam Air Force Base | HI | 96853 | US Navy - Commandar Navy Region Hawaii | 850 Ticonderoga Street, Suite 110 | Hickam Air Force Base | HI | 96853 | 2072-3 (87 slave) | 1999-01-01 | Currently In Use |  | 10000 | Gasoline
9-102058 | HICKAM AIR FORCE BASE | BLDG 2072 AAFES Gas Station | Hickam Air Force Base | HI | 96853 | US Navy - Commandar Navy Region Hawaii | 850 Ticonderoga Street, Suite 110 | Hickam Air Force Base | HI | 96853 | 2072-4 (diesel) | 1999-01-01 | Currently In Use |  | 10000 | Diesel
9-102058 | HICKAM AIR FORCE BASE | BLDG 2072 AAFES Gas Station | Hickam Air Force Base | HI | 96853 | US Navy - Commandar Navy Region Hawaii | 850 Ticonderoga Street, Suite 110 | Hickam Air Force Base | HI | 96853 | R-2072D | 1979-05-07 | Permanently Out of Use | 1999-01-14 | 10000 | Gasoline
9-103145 | HICKAM AIR FORCE BASE | BLDG 2073 HANGAR AVE | Hickam Air Force Base | HI | 96853 | U.S. AIR FORCE |  | Hickam Air Force Base | HI | 96853 | R-2073 |  | Permanently Out of Use | 1996-04-30 | 1000 | Used Oil
9-102922 | WHEELER ARMY AIRFIELD | BLDG 208 | Wheeler Army Airfield | HI | 96854 | U.S. ARMY GARRISON | DIRECTORATE OF PUBLIC WORKS ENVIRONMENTAL SECTION | Wheeler Army Airfield | HI | 96854 | R-208-3 |  | Permanently Out of Use | 1994-04-11 | 50000 | Other
9-102922 | WHEELER ARMY AIRFIELD | BLDG 208 | Wheeler Army Airfield | HI | 96854 | U.S. ARMY GARRISON | DIRECTORATE OF PUBLIC WORKS ENVIRONMENTAL SECTION | Wheeler Army Airfield | HI | 96854 | R-208-7 |  | Permanently Out of Use | 1994-08-13 | 50000 | Other
9-102922 | WHEELER ARMY AIRFIELD | BLDG 208 | Wheeler Army Airfield | HI | 96854 | U.S. ARMY GARRISON | DIRECTORATE OF PUBLIC WORKS ENVIRONMENTAL SECTION | Wheeler Army Airfield | HI | 96854 | R-208-6 |  | Permanently Out of Use | 1994-05-02 | 50000 | Other
9-102922 | WHEELER ARMY AIRFIELD | BLDG 208 | Wheeler Army Airfield | HI | 96854 | U.S. ARMY GARRISON | DIRECTORATE OF PUBLIC WORKS ENVIRONMENTAL SECTION | Wheeler Army Airfield | HI | 96854 | R-208-5 |  | Permanently Out of Use | 1994-04-28 | 50000 | Other
9-102922 | WHEELER ARMY AIRFIELD | BLDG 208 | Wheeler Army Airfield | HI | 96854 | U.S. ARMY GARRISON | DIRECTORATE OF PUBLIC WORKS ENVIRONMENTAL SECTION | Wheeler Army Airfield | HI | 96854 | R-208-4 |  | Permanently Out of Use | 1994-04-12 | 50000 | Other
9-102922 | WHEELER ARMY AIRFIELD | BLDG 208 | Wheeler Army Airfield | HI | 96854 | U.S. ARMY GARRISON | DIRECTORATE OF PUBLIC WORKS ENVIRONMENTAL SECTION | Wheeler Army Airfield | HI | 96854 | R-208-8 |  | Permanently Out of Use | 1994-08-08 | 50000 | Other
9-102922 | WHEELER ARMY AIRFIELD | BLDG 208 | Wheeler Army Airfield | HI | 96854 | U.S. ARMY GARRISON | DIRECTORATE OF PUBLIC WORKS ENVIRONMENTAL SECTION | Wheeler Army Airfield | HI | 96854 | R-208-2 |  | Permanently Out of Use | 1994-03-15 | 550 | Other
9-102922 | WHEELER ARMY AIRFIELD | BLDG 208 | Wheeler Army Airfield | HI | 96854 | U.S. ARMY GARRISON | DIRECTORATE OF PUBLIC WORKS ENVIRONMENTAL SECTION | Wheeler Army Airfield | HI | 96854 | R-208-1 |  | Permanently Out of Use | 1994-04-17 | 10000 | Other
9-103402 | SCHOFIELD BARRACKS | BLDG 2127 GOLF COURSE | Schofield Barracks | HI | 96857 | U.S. ARMY SUPPORT COMMAND, HAWAII DPW | BLDG 105, WHEELER ARMY AIRFIELD | Schofield Barracks | HI | 96857 | R-2127-1 |  | Permanently Out of Use | 1998-04-16 | 4000 | Diesel
9-202017 | SCHOFIELD BARRACKS | BLDG 2138 TANK 6, 2138H-1 | Schofield Barracks | HI | 96857 | U.S. ARMY SUPPORT COMMAND, HAWAII DPW | BLDG 105, WHEELER ARMY AIRFIELD | Schofield Barracks | HI | 96857 | R-2138-2 | 1946-01-01 | Permanently Out of Use | 1991-11-07 | 12500 | Gasoline
9-103687 | HICKAM AIR FORCE BASE | BLDG 215 TANK F-244 (SOUTHEAST CORNER OF PORTER AVE AND NINETTNTH ST) | Hickam Air Force Base | HI | 96853 | U.S. AIR FORCE |  | Hickam Air Force Base | HI | 96853 | r--F-244 | 1946-01-01 | Permanently out of Use |  |  | Gasoline
9-103445 | PEARL HARBOR NAVAL SHIPYARD & INTERMEDIATE MAINTENANCE | BLDG 215 TANK 33 | Pearl Harbor | HI | 96860 | Grand Wailea Resort | 3850 Wailea Alanui Drive | Pearl Harbor | HI | 96860 | R-M-33R | 1943-01-01 | Permanently Out of Use | 1999-03-04 | 500 | Diesel
9-101945 | PEARL HARBOR NAVAL SHIPYARD | BLDG 215, TANK 2 | Pearl Harbor | HI | 96860 | PEARL HARBOR NAVAL SHIPYARD | 401 AVE E SUITE CODE 106.3 | Pearl Harbor | HI | 96860 | R-2 | 1976-04-15 | Permanently Out of Use | 1984-01-01 | 550 | Used Oil
9-102053 | HICKAM AIR FORCE BASE | BLDG 2156 | Hickam Air Force Base | HI | 96853 | U.S. AIR FORCE |  | Hickam Air Force Base | HI | 96853 | R-2153 | 1979-05-08 | Permanently Out of Use | 1997-08-26 | 2000 | Other
9-100003 | NAVAL STATION - PEARL HARBOR | BLDG 216 TANK 71, 72A, 72b | Pearl Harbor | HI | 96860 | US NAVY - COMNAVREG - HI | 517 RUSSELL AVE, SUITE 110 | Pearl Harbor | HI | 96860 | r-72a |  | Permanently Out of Use | 1996-11-06 | 1000 | Other
9-100003 | NAVAL STATION - PEARL HARBOR | BLDG 216 TANK 71, 72A, 72b | Pearl Harbor | HI | 96860 | US NAVY - COMNAVREG - HI | 517 RUSSELL AVE, SUITE 110 | Pearl Harbor | HI | 96860 | R-71 |  | Permanently Out of Use | 1996-12-02 | 800 | Diesel
9-100003 | NAVAL STATION - PEARL HARBOR | BLDG 216 TANK 71, 72A, 72b | Pearl Harbor | HI | 96860 | US NAVY - COMNAVREG - HI | 517 RUSSELL AVE, SUITE 110 | Pearl Harbor | HI | 96860 | r-71a |  | Permanently Out of Use | 1996-10-31 | 300 | Diesel
9-103651 | HICKAM AIR FORCE BASE | BLDG 217 TANK 217A 217B | Hickam Air Force Base | HI | 96853 | U.S. AIR FORCE |  | Hickam Air Force Base | HI | 96853 | r-217A |  | Permanently out of Use |  |  | Not Listed
9-103651 | HICKAM AIR FORCE BASE | BLDG 217 TANK 217A 217B | Hickam Air Force Base | HI | 96853 | U.S. AIR FORCE |  | Hickam Air Force Base | HI | 96853 | r-217B |  | Permanently out of Use |  |  | Not Listed
9-102054 | HICKAM AIR FORCE BASE - FUEL AREA 11 | BLDG 2170 | Hickam Air Force Base | HI | 96853 | U.S. AIR FORCE |  | Hickam Air Force Base | HI | 96853 | R-2170A | 1976-05-07 | Permanently Out of Use | 1995-11-15 | 2000 | Other
9-102054 | HICKAM AIR FORCE BASE - FUEL AREA 11 | BLDG 2170 | Hickam Air Force Base | HI | 96853 | U.S. AIR FORCE |  | Hickam Air Force Base | HI | 96853 | R-2170B | 1976-05-07 | Permanently Out of Use | 1997-04-23 | 2000 | Other
9-102055 | HICKAM AIR FORCE BASE | BLDG 2173 (fuel area 5) | Hickam Air Force Base | HI | 96853 | U.S. AIR FORCE |  | Hickam Air Force Base | HI | 96853 | R-2173A | 1967-05-07 | Permanently Out of Use | 1996-02-05 | 2000 | Other
9-102055 | HICKAM AIR FORCE BASE | BLDG 2173 (fuel area 5) | Hickam Air Force Base | HI | 96853 | U.S. AIR FORCE |  | Hickam Air Force Base | HI | 96853 | r-F-2173B | 1967-05-07 | Permanently out of Use | 2003-01-06 | 50000 | Other
9-102055 | HICKAM AIR FORCE BASE | BLDG 2173 (fuel area 5) | Hickam Air Force Base | HI | 96853 | U.S. AIR FORCE |  | Hickam Air Force Base | HI | 96853 | r-F-2173C | 1967-05-07 | Permanently out of Use | 2003-01-06 | 50000 | Other
9-102055 | HICKAM AIR FORCE BASE | BLDG 2173 (fuel area 5) | Hickam Air Force Base | HI | 96853 | U.S. AIR FORCE |  | Hickam Air Force Base | HI | 96853 | r-F-2173D | 1967-05-07 | Permanently out of Use | 2003-01-06 | 50000 | Other
9-102077 | WHEELER ARMY AIRFIELD | BLDG 218 | Wheeler Army Airfield | HI | 96854 | 25TH ID (LIGHT) & USARHAW | ATTN: DPW, USAG-HI | Wheeler Army Airfield | HI | 96854 | R-218-4 | 1971-05-01 | Permanently Out of Use | 1998-05-04 | 550 | Used Oil
9-102077 | WHEELER ARMY AIRFIELD | BLDG 218 | Wheeler Army Airfield | HI | 96854 | 25TH ID (LIGHT) & USARHAW | ATTN: DPW, USAG-HI | Wheeler Army Airfield | HI | 96854 | R-218-1 | 1971-05-07 | Permanently Out of Use | 1998-05-13 | 10000 | Gasoline
9-102077 | WHEELER ARMY AIRFIELD | BLDG 218 | Wheeler Army Airfield | HI | 96854 | 25TH ID (LIGHT) & USARHAW | ATTN: DPW, USAG-HI | Wheeler Army Airfield | HI | 96854 | R-218-3 | 1971-05-07 | Permanently Out of Use | 1998-05-11 | 5000 | Gasoline
9-102077 | WHEELER ARMY AIRFIELD | BLDG 218 | Wheeler Army Airfield | HI | 96854 | 25TH ID (LIGHT) & USARHAW | ATTN: DPW, USAG-HI | Wheeler Army Airfield | HI | 96854 | R-218-2 | 1971-05-07 | Permanently Out of Use | 1998-05-13 | 10000 | Gasoline
9-103571 | HICKAM AIR FORCE BASE | BLDG 2184 TANK 2184E | Hickam Air Force Base | HI | 96853 | U.S. AIR FORCE |  | Hickam Air Force Base | HI | 96853 | 2184E |  | Permanently Out of Use |  | 300 | Gasoline
9-103192 | NAVSTA - Marine Barracks | BLDG 225 TANKS 13, 14 | Pearl Harbor | HI | 96860 | US NAVY - COMNAVREG - HI | 517 RUSSELL AVE, SUITE 110 | Pearl Harbor | HI | 96860 | R-14 | 1942-05-01 | Permanently Out of Use | 1970-01-01 | 9500 | Diesel
9-103192 | NAVSTA - Marine Barracks | BLDG 225 TANKS 13, 14 | Pearl Harbor | HI | 96860 | US NAVY - COMNAVREG - HI | 517 RUSSELL AVE, SUITE 110 | Pearl Harbor | HI | 96860 | R-13 | 1944-05-01 | Permanently Out of Use | 1996-10-31 | 1300 | Other
9-103821 | FISC | Bldg 229 HAZMAT Facility | Pearl Harbor | HI | 96860 | Fleet industrial supply center | FISC Pearl Harbor 1942 Guffney St | Pearl Harbor | HI | 96860 | r-3 |  | Permanently out of Use | 2006-12-11 | 5000 | Other
9-103821 | FISC | Bldg 229 HAZMAT Facility | Pearl Harbor | HI | 96860 | Fleet industrial supply center | FISC Pearl Harbor 1942 Guffney St | Pearl Harbor | HI | 96860 | r-1 |  | Permanently out of Use | 2006-12-11 | 4000 | Other
9-103821 | FISC | Bldg 229 HAZMAT Facility | Pearl Harbor | HI | 96860 | Fleet industrial supply center | FISC Pearl Harbor 1942 Guffney St | Pearl Harbor | HI | 96860 | r-2 |  | Permanently out of Use | 2006-12-11 | 4000 | Other
9-202190 | WAIANAE ARMY RECREATION CENTER | BLDG 230 | Waianae | HI | 96792 | U.S. ARMY ENGINEER DIVISION | PACIFIC OCEAN / CEPOD-ED-MI BLDG 320 | Waianae | HI | 96792 | R-230-1 |  | Permanently Out of Use | 1990-09-10 | 550 | Diesel
9-102076 | WHEELER ARMY AIR FIELD | BLDG 235 | Wheeler Army Airfield | HI | 96854 | 25TH ID (LIGHT) & USARHAW | ATTN: DPW, USAG-HI | Wheeler Army Airfield | HI | 96854 | R-235-W-2 | 1943-05-07 | Permanently Out of Use | 1996-03-12 | 540 | Diesel
9-102076 | WHEELER ARMY AIR FIELD | BLDG 235 | Wheeler Army Airfield | HI | 96854 | 25TH ID (LIGHT) & USARHAW | ATTN: DPW, USAG-HI | Wheeler Army Airfield | HI | 96854 | R-235-W-1 | 1943-05-07 | Permanently Out of Use | 1996-03-12 | 10000 | Gasoline
9-102076 | WHEELER ARMY AIR FIELD | BLDG 235 | Wheeler Army Airfield | HI | 96854 | 25TH ID (LIGHT) & USARHAW | ATTN: DPW, USAG-HI | Wheeler Army Airfield | HI | 96854 | R-235-W-3 | 1979-05-08 | Permanently Out of Use | 1994-02-28 | 2000 | Other
9-103110 | NAV. COMMUN. AREA MASTER STATION EASTERN PACIFIC | bldg 236 TANK 27 | Schofield Barracks | HI | 96786 | U.S. DEPT OF THE NAVY |  | Schofield Barracks | HI | 96786 | R-27 |  | Permanently Out of Use | 1992-05-05 | 550 | Diesel
9-202039 | SCHOFIELD BARRACKS | BLDG 2402 | Schofield Barracks | HI | 96857 | U.S. ARMY SUPPORT COMMAND, HAWAII DPW | BLDG 105, WHEELER ARMY AIRFIELD | Schofield Barracks | HI | 96857 | R-2402-2 |  | Permanently Out of Use | 1996-03-19 | 1000 | Used Oil
9-202039 | SCHOFIELD BARRACKS | BLDG 2402 | Schofield Barracks | HI | 96857 | U.S. ARMY SUPPORT COMMAND, HAWAII DPW | BLDG 105, WHEELER ARMY AIRFIELD | Schofield Barracks | HI | 96857 | R-2402-1 | 1985-05-06 | Permanently Out of Use | 1996-03-18 | 500 | Used Oil
9-202038 | U. S. ARMY SCHOFIELD BARRACKS | BLDG 2405 / MOTOR REPAIR SHOP | Schofield Barracks | HI | 96857 | U.S. ARMY SUPPORT COMMAND, HAWAII DPW | BLDG 105, WHEELER ARMY AIRFIELD | Schofield Barracks | HI | 96857 | R-2405-1 | 1970-01-01 | Permanently Out of Use | 1998-03-30 | 10000 | Diesel
9-202038 | U. S. ARMY SCHOFIELD BARRACKS | BLDG 2405 / MOTOR REPAIR SHOP | Schofield Barracks | HI | 96857 | U.S. ARMY SUPPORT COMMAND, HAWAII DPW | BLDG 105, WHEELER ARMY AIRFIELD | Schofield Barracks | HI | 96857 | R-2405-2 | 1967-05-07 | Permanently Out of Use | 1996-10-03 | 10000 | Gasoline
9-103111 | NAVAL COMPUTER & TELECOMMUNICATIONS AREA MASTER STATION, EASTERN PACIFIC | bldg 242 TANK 28 | Schofield Barracks | HI | 96786 | U.S. DEPT OF THE NAVY |  | Schofield Barracks | HI | 96786 | R-28 |  | Permanently Out of Use | 1992-05-20 | 5000 | Diesel
9-202033 | SCHOFIELD BARRACKS | BLDG 2422 MOTOR REPAIR SHOP Lyman Road | Schofield Barracks | HI | 96857 | U.S. ARMY GARRISON-Hawaii | 947 Wright Ave, Bldg 104 WAAF | Schofield Barracks | HI | 96857 | R-2442-2 | 1964-12-30 | Permanently Out of Use | 1994-02-04 | 1000 | Used Oil
9-202033 | SCHOFIELD BARRACKS | BLDG 2422 MOTOR REPAIR SHOP Lyman Road | Schofield Barracks | HI | 96857 | U.S. ARMY GARRISON-Hawaii | 947 Wright Ave, Bldg 104 WAAF | Schofield Barracks | HI | 96857 | R-2422-1 | 1964-01-01 | Permanently Out of Use | 1994-02-04 | 500 | Used Oil
9-202033 | SCHOFIELD BARRACKS | BLDG 2422 MOTOR REPAIR SHOP Lyman Road | Schofield Barracks | HI | 96857 | U.S. ARMY GARRISON-Hawaii | 947 Wright Ave, Bldg 104 WAAF | Schofield Barracks | HI | 96857 | r-2422-3 | 1994-02-01 | Permanently out of Use | 2012-01-04 | 750 | Used Oil
9-202033 | SCHOFIELD BARRACKS | BLDG 2422 MOTOR REPAIR SHOP Lyman Road | Schofield Barracks | HI | 96857 | U.S. ARMY GARRISON-Hawaii | 947 Wright Ave, Bldg 104 WAAF | Schofield Barracks | HI | 96857 | R-2422-4 | 1994-02-01 | Permanently Out of Use | 1998-03-11 | 1000 | Used Oil
9-202037 | SCHOFIELD BARRACKS | BLDG 2425 | Schofield Barracks | HI | 96857 | U.S. ARMY 25TH ID (L) & USARHAW | US ARMY SUPPORT COMMAND, HAWAII | Schofield Barracks | HI | 96857 | R-2425-2 | 1967-05-07 | Permanently Out of Use | 1996-10-21 | 10000 | Gasoline
9-202037 | SCHOFIELD BARRACKS | BLDG 2425 | Schofield Barracks | HI | 96857 | U.S. ARMY 25TH ID (L) & USARHAW | US ARMY SUPPORT COMMAND, HAWAII | Schofield Barracks | HI | 96857 | R-2425-1 | 1967-05-07 | Permanently Out of Use | 1998-12-09 | 10000 | Diesel
9-202035 | SCHOFIELD BARRACKS | BLDG 2442 TANK 2442-1 2442-2 | Schofield Barracks | HI | 96857 | U.S. ARMY SUPPORT COMMAND, HAWAII DPW | BLDG 105, WHEELER ARMY AIRFIELD | Schofield Barracks | HI | 96857 | R-2442-2 | 1985-06-01 | Permanently Out of Use | 1998-03-11 | 1000 | Used Oil
9-202035 | SCHOFIELD BARRACKS | BLDG 2442 TANK 2442-1 2442-2 | Schofield Barracks | HI | 96857 | U.S. ARMY SUPPORT COMMAND, HAWAII DPW | BLDG 105, WHEELER ARMY AIRFIELD | Schofield Barracks | HI | 96857 | R-2442-1 | 1985-03-06 | Permanently Out of Use | 1994-06-03 | 550 | Used Oil
9-202032 | SCHOFIELD BARRACKS | BLDG 2445 | Schofield Barracks | HI | 96857 | U.S. ARMY SUPPORT COMMAND, HAWAII DPW | BLDG 105, WHEELER ARMY AIRFIELD | Schofield Barracks | HI | 96857 | R-2445-2 | 1967-05-07 | Permanently Out of Use | 1996-10-02 | 10000 | Diesel
9-202032 | SCHOFIELD BARRACKS | BLDG 2445 | Schofield Barracks | HI | 96857 | U.S. ARMY SUPPORT COMMAND, HAWAII DPW | BLDG 105, WHEELER ARMY AIRFIELD | Schofield Barracks | HI | 96857 | 2445-3 | 1967-05-07 | Permanently Out of Use |  | 10000 | Diesel
9-202032 | SCHOFIELD BARRACKS | BLDG 2445 | Schofield Barracks | HI | 96857 | U.S. ARMY SUPPORT COMMAND, HAWAII DPW | BLDG 105, WHEELER ARMY AIRFIELD | Schofield Barracks | HI | 96857 | R-2445-1 | 1967-05-07 | Permanently Out of Use | 1996-10-11 | 10000 | Gasoline
9-202030 | SCHOFIELD BARRACKS | BLDG 2462 | Schofield Barracks | HI | 96857 | U.S. ARMY 25TH ID (L) & USARHAW | US ARMY SUPPORT COMMAND, HAWAII | Schofield Barracks | HI | 96857 | R-2462 | 1984-05-06 | Permanently Out of Use | 1998-03-09 | 1000 | Used Oil
9-102105 | USMC - KMCAS | BLDG 247, TANK KB21 | Kaneohe Marine Corps Base | HI | 96863 | U.S. MARINE CORPS BASE HAWAII | Facilities Department Box 63002 | Kaneohe Marine Corps Base | HI | 96863 | R-KB-21 | 1974-05-02 | Permanently Out of Use | 1997-07-01 | 500 | Diesel
9-202028 | SCHOFIELD BARRACKS | BLDG 2480 TANK 2482-1 AND 2482-2 | Schofield Barracks | HI | 96857 | 25TH ID (LIGHT) & USARHAW | ATTN: DPW, USAG-HI | Schofield Barracks | HI | 96857 | R-2482-3 | 1994-02-01 | Permanently out of Use | 2008-11-24 | 600 | Other
9-202028 | SCHOFIELD BARRACKS | BLDG 2480 TANK 2482-1 AND 2482-2 | Schofield Barracks | HI | 96857 | 25TH ID (LIGHT) & USARHAW | ATTN: DPW, USAG-HI | Schofield Barracks | HI | 96857 | R-2482-2 | 1966-12-31 | Permanently Out of Use | 1994-01-11 | 1000 | Used Oil
9-202028 | SCHOFIELD BARRACKS | BLDG 2480 TANK 2482-1 AND 2482-2 | Schofield Barracks | HI | 96857 | 25TH ID (LIGHT) & USARHAW | ATTN: DPW, USAG-HI | Schofield Barracks | HI | 96857 | R-2482-1 | 1966-12-31 | Permanently Out of Use | 1994-01-11 | 550 | Used Oil
9-202027 | SCHOFIELD BARRACKS | BLDG 2485 | Schofield Barracks | HI | 96857 | U.S. ARMY 25TH ID (L) & USARHAW | US ARMY SUPPORT COMMAND, HAWAII | Schofield Barracks | HI | 96857 | R-2485-1 | 1966-12-30 | Permanently Out of Use | 1998-11-30 | 5000 | Diesel
9-202027 | SCHOFIELD BARRACKS | BLDG 2485 | Schofield Barracks | HI | 96857 | U.S. ARMY 25TH ID (L) & USARHAW | US ARMY SUPPORT COMMAND, HAWAII | Schofield Barracks | HI | 96857 | R-2485-2 | 1966-12-30 | Permanently Out of Use | 1996-03-19 | 5000 | Gasoline
9-102394 | NAVAL STATION - PEARL HARBOR | BLDG 250 TANK 37 | Pearl Harbor | HI | 96860 | US NAVY - COMNAVREG - HI | 517 RUSSELL AVE, SUITE 110 | Pearl Harbor | HI | 96860 | R-37 | 1966-05-01 | Permanently Out of Use | 1993-11-09 | 500 | Gasoline
9-201512 | SCHOFIELD BARRACKS | BLDG 2512 | Schofield Barracks | HI | 96857 | U.S. ARMY SUPPORT COMMAND, HAWAII DPW | BLDG 105, WHEELER ARMY AIRFIELD | Schofield Barracks | HI | 96857 | R-2512-1 | 1982-05-06 | Permanently Out of Use | 1997-06-17 | 1000 | Used Oil
9-202025 | SCHOFIELD BARRACKS | BLDG 2515 | Schofield Barracks | HI | 96857 | U.S. ARMY 25TH ID (L) & USARHAW | US ARMY SUPPORT COMMAND, HAWAII | Schofield Barracks | HI | 96857 | R-2515-2 | 1984-05-06 | Permanently Out of Use | 1997-03-14 | 5000 | Gasoline
9-202025 | SCHOFIELD BARRACKS | BLDG 2515 | Schofield Barracks | HI | 96857 | U.S. ARMY 25TH ID (L) & USARHAW | US ARMY SUPPORT COMMAND, HAWAII | Schofield Barracks | HI | 96857 | R-2515-1 | 1984-05-06 | Permanently Out of Use | 1998-04-08 | 5000 | Diesel
9-102383 | NAVAL STATION - PEARL HARBOR | BLDG 252 TANK 19 | Pearl Harbor | HI | 96860 | US NAVY - COMNAVREG - HI | 517 RUSSELL AVE, SUITE 110 | Pearl Harbor | HI | 96860 | R-M-19 | 1942-05-01 | Permanently Out of Use | 1996-01-01 | 500 | Diesel
9-102815 | U.S. ARMY COMMUNICATIONS FACILITY | BLDG 255 | Schofield Barracks | HI | 96857 | U.S. ARMY SUPPORT COMMAND, HAWAII |  | Schofield Barracks | HI | 96857 | R-1 |  | Permanently Out of Use | 1996-01-03 | 550 | Diesel
9-103299 | NAVAL AIR STATION - FORD ISLAND | BLDG 255 TANK 90 | Pearl Harbor | HI | 96860 | US NAVY - COMNAVREG - HI | 517 RUSSELL AVE, SUITE 110 | Pearl Harbor | HI | 96860 | R-90 |  | Permanently Out of Use | 1997-01-13 | 25000 | Gasoline
9-103278 | Wheeler Army Airfield | Bldg 256-1 | Wheeler Army Airfield | HI | 96854 | U.S. DEPARTMENT OF ARMY | WHEELER ARMY AIRFIELD | Wheeler Army Airfield | HI | 96854 | R-256-1 |  | Permanently Out of Use | 1997-03-27 | 7000 | Other
9-202041 | SCHOFIELD BARRACKS | BLDG 2604 | Schofield Barracks | HI | 96857 | U.S. ARMY SUPPORT COMMAND, HAWAII DPW | BLDG 105, WHEELER ARMY AIRFIELD | Schofield Barracks | HI | 96857 | R-2604-2 |  | Permanently Out of Use | 1994-04-16 | 1000 | Used Oil
9-202041 | SCHOFIELD BARRACKS | BLDG 2604 | Schofield Barracks | HI | 96857 | U.S. ARMY SUPPORT COMMAND, HAWAII DPW | BLDG 105, WHEELER ARMY AIRFIELD | Schofield Barracks | HI | 96857 | R-2604-1 | 1985-05-06 | Permanently Out of Use | 1994-04-26 | 1000 | Used Oil
9-202040 | SCHOFIELD BARRACKS | BLDG 2606 | Schofield Barracks | HI | 96857 | U.S. ARMY SUPPORT COMMAND, HAWAII DPW | BLDG 105, WHEELER ARMY AIRFIELD | Schofield Barracks | HI | 96857 | R-2606-1 | 1970-01-01 | Permanently Out of Use | 1994-05-10 | 6000 | Gasoline
9-202040 | SCHOFIELD BARRACKS | BLDG 2606 | Schofield Barracks | HI | 96857 | U.S. ARMY SUPPORT COMMAND, HAWAII DPW | BLDG 105, WHEELER ARMY AIRFIELD | Schofield Barracks | HI | 96857 | R-2606-2 | 1970-01-01 | Permanently Out of Use | 1994-05-10 | 15000 | Diesel
9-202316 | NAV. COMMUN. AREA MASTER STATION | BLDG 261, TANK 12, 13, 14, 37 500 CENTER ST | Wahiawa | HI | 96786 | US NAVY - COMNAVREG - HI | 850 Ticonderoga Street, suite 110 | Wahiawa | HI | 96786 | R-M-12 | 1959-04-16 | Permanently Out of Use | 1999-01-05 | 5000 | Diesel
9-202316 | NAV. COMMUN. AREA MASTER STATION | BLDG 261, TANK 12, 13, 14, 37 500 CENTER ST | Wahiawa | HI | 96786 | US NAVY - COMNAVREG - HI | 850 Ticonderoga Street, suite 110 | Wahiawa | HI | 96786 | R-14 | 1966-04-15 | Permanently Out of Use | 1998-05-01 | 4000 | Diesel
9-202316 | NAV. COMMUN. AREA MASTER STATION | BLDG 261, TANK 12, 13, 14, 37 500 CENTER ST | Wahiawa | HI | 96786 | US NAVY - COMNAVREG - HI | 850 Ticonderoga Street, suite 110 | Wahiawa | HI | 96786 | 37 | 1998-12-01 | Currently In Use |  | 10000 | Diesel
9-202316 | NAV. COMMUN. AREA MASTER STATION | BLDG 261, TANK 12, 13, 14, 37 500 CENTER ST | Wahiawa | HI | 96786 | US NAVY - COMNAVREG - HI | 850 Ticonderoga Street, suite 110 | Wahiawa | HI | 96786 | R-M-13 | 1959-04-16 | Permanently Out of Use | 1999-01-05 | 5000 | Diesel
9-102849 | SCHOFIELD BARRACKS | BLDG 2640 | Schofield Barracks | HI | 96857 | U.S. ARMY SUPPORT COMMAND, HAWAII |  | Schofield Barracks | HI | 96857 | R-2640-Z |  | Permanently Out of Use | 1994-04-06 | 2500 | Diesel
9-102849 | SCHOFIELD BARRACKS | BLDG 2640 | Schofield Barracks | HI | 96857 | U.S. ARMY SUPPORT COMMAND, HAWAII |  | Schofield Barracks | HI | 96857 | R-2640-X |  | Permanently Out of Use | 1994-04-01 | 550 | Diesel
9-102849 | SCHOFIELD BARRACKS | BLDG 2640 | Schofield Barracks | HI | 96857 | U.S. ARMY SUPPORT COMMAND, HAWAII |  | Schofield Barracks | HI | 96857 | R-2640-5 |  | Permanently Out of Use | 1994-04-22 | 5000 | Gasoline
9-102849 | SCHOFIELD BARRACKS | BLDG 2640 | Schofield Barracks | HI | 96857 | U.S. ARMY SUPPORT COMMAND, HAWAII |  | Schofield Barracks | HI | 96857 | R-2640-1 |  | Permanently Out of Use | 1997-12-23 |  | Gasoline
9-102389 | NAVAL STATION - PEARL HARBOR | BLDG 26A TANK 30 | Pearl Harbor | HI | 96860 | US NAVY - COMNAVREG - HI | 517 RUSSELL AVE, SUITE 110 | Pearl Harbor | HI | 96860 | R-30 | 1964-05-01 | Permanently Out of Use | 1996-11-21 | 5000 | Diesel
9-103168 | Pearl Harbor Marine Barracks | BLDG 279 TANK 87 | Pearl Harbor | HI | 96860 | US NAVY - COMNAVREG - HI | 517 RUSSELL AVE, SUITE 110 | Pearl Harbor | HI | 96860 | R-87 |  | Permanently Out of Use | 1996-10-07 | 1000 | Diesel
9-100169 | Wheeler AAF Bldg 280 (aka POL BULK FUEL YARD) | BLDG 281 TANK 281-1 & 281-2 & 281-3 | Wheeler Army Airfield | HI | 96854 | 25TH ID (LIGHT) & USARHAW | ATTN: DPW, USAG-HI | Wheeler Army Airfield | HI | 96854 | R-281-1 | 1985-06-01 | Permanently Out of Use | 1999-04-16 | 40000 | Other
9-100169 | Wheeler AAF Bldg 280 (aka POL BULK FUEL YARD) | BLDG 281 TANK 281-1 & 281-2 & 281-3 | Wheeler Army Airfield | HI | 96854 | 25TH ID (LIGHT) & USARHAW | ATTN: DPW, USAG-HI | Wheeler Army Airfield | HI | 96854 | R-281-3 | 1994-01-01 | Permanently Out of Use | 1999-04-20 | 30000 | Other
9-100169 | Wheeler AAF Bldg 280 (aka POL BULK FUEL YARD) | BLDG 281 TANK 281-1 & 281-2 & 281-3 | Wheeler Army Airfield | HI | 96854 | 25TH ID (LIGHT) & USARHAW | ATTN: DPW, USAG-HI | Wheeler Army Airfield | HI | 96854 | R-281-2 | 1985-01-01 | Permanently Out of Use | 1994-10-31 | 40000 | Other
9-700824 | PACIFIC MISSILE RANGE FACILITY | Bldg 286 Tank 286-A, 286-B, 286-C , 286-D, 286-E, 286-F | Kekaha | HI | 96752 | US NAVY - COMNAVREG - HI | 850 Ticonderoga Street, Suite 110 | Kekaha | HI | 96752 | R-286-C | 1970-04-28 | Permanently Out of Use | 1996-10-01 | 6000 | Diesel
9-700824 | PACIFIC MISSILE RANGE FACILITY | Bldg 286 Tank 286-A, 286-B, 286-C , 286-D, 286-E, 286-F | Kekaha | HI | 96752 | US NAVY - COMNAVREG - HI | 850 Ticonderoga Street, Suite 110 | Kekaha | HI | 96752 | 286D | 1996-10-01 | Currently In Use |  | 5000 | Gasoline
9-700824 | PACIFIC MISSILE RANGE FACILITY | Bldg 286 Tank 286-A, 286-B, 286-C , 286-D, 286-E, 286-F | Kekaha | HI | 96752 | US NAVY - COMNAVREG - HI | 850 Ticonderoga Street, Suite 110 | Kekaha | HI | 96752 | R-286-B | 1970-04-28 | Permanently Out of Use | 1996-10-01 | 5000 | Gasoline
9-700824 | PACIFIC MISSILE RANGE FACILITY | Bldg 286 Tank 286-A, 286-B, 286-C , 286-D, 286-E, 286-F | Kekaha | HI | 96752 | US NAVY - COMNAVREG - HI | 850 Ticonderoga Street, Suite 110 | Kekaha | HI | 96752 | 286E | 1996-10-01 | Currently In Use |  | 5000 | Gasoline
9-700824 | PACIFIC MISSILE RANGE FACILITY | Bldg 286 Tank 286-A, 286-B, 286-C , 286-D, 286-E, 286-F | Kekaha | HI | 96752 | US NAVY - COMNAVREG - HI | 850 Ticonderoga Street, Suite 110 | Kekaha | HI | 96752 | 286F | 1996-10-01 | Currently In Use |  | 5000 | Diesel
9-700824 | PACIFIC MISSILE RANGE FACILITY | Bldg 286 Tank 286-A, 286-B, 286-C , 286-D, 286-E, 286-F | Kekaha | HI | 96752 | US NAVY - COMNAVREG - HI | 850 Ticonderoga Street, Suite 110 | Kekaha | HI | 96752 | R-286-A | 1970-04-28 | Permanently Out of Use | 1996-10-01 | 5000 | Gasoline
9-103025 | NAV. COMMUN. AREA MASTER STATION EASTERN PACIFIC | BLDG 293 TANK 29 | Schofield Barracks | HI | 96786 | U.S. DEPT OF THE NAVY |  | Schofield Barracks | HI | 96786 | R-29 |  | Permanently Out of Use | 1995-04-25 | 1200 | Used Oil
9-202317 | NAV. COMMUN. AREA MASTER STATION | BLDG 294, TANK 15, 16, 36 500 CENTER STREET | Wahiawa | HI | 96786 | US NAVY - COMNAVREG - HI | 850 Ticonderoga Street, suite 110 | Wahiawa | HI | 96786 | R-M-15 | 1963-04-16 | Permanently Out of Use | 1998-07-07 | 8000 | Diesel
9-202317 | NAV. COMMUN. AREA MASTER STATION | BLDG 294, TANK 15, 16, 36 500 CENTER STREET | Wahiawa | HI | 96786 | US NAVY - COMNAVREG - HI | 850 Ticonderoga Street, suite 110 | Wahiawa | HI | 96786 | R-M-16 | 1963-04-16 | Permanently Out of Use | 1998-07-07 | 8000 | Diesel
9-202317 | NAV. COMMUN. AREA MASTER STATION | BLDG 294, TANK 15, 16, 36 500 CENTER STREET | Wahiawa | HI | 96786 | US NAVY - COMNAVREG - HI | 850 Ticonderoga Street, suite 110 | Wahiawa | HI | 96786 | r-m-36 | 1998-11-01 | Permanently out of Use | 2008-02-21 | 12000 | Diesel
9-203218 | CAMP H.M. SMITH | BLDG 2C, CS-A-18 | Camp H. M. Smith | HI | 96861 | USMC - CAMP H.M. SMITH | P.O. BOX 64122 BLDG 600 | Camp H. M. Smith | HI | 96861 | R-CS-A-18 | 1942-01-01 | Permanently Out of Use | 1997-01-17 | 120 | Diesel
9-202536 | HELEMANO MILITARY RESERVATION | BLDG 300 DINING FACILITY TANK 300-1 (SOMETIMES REFERED TO AS TANK 301-1) AND TANK 1 | Schofield Barracks | HI | 96857 | 25TH ID (LIGHT) & USARHAW | ATTN: DPW, USAG-HI | Schofield Barracks | HI | 96857 | R-301-1 |  | Permanently Out of Use | 1994-06-14 | 1000 | Diesel
9-102051 | HICKAM AIR FORCE BASE - GROUNDS FUELS AREA 9 | BLDG 3002, FT KAM RD | Hickam Air Force Base | HI | 96853 | U.S. AIR FORCE |  | Hickam Air Force Base | HI | 96853 | R-3002 | 1970-05-07 | Permanently Out of Use | 1996-08-14 | 10000 | Gasoline
9-102921 | SCHOFIELD BARRACKS | BLDG 3010 TANK 3010-A AND 3010-H | Schofield Barracks | HI | 96857 | U.S. ARMY SUPPORT COMMAND, HAWAII DPW | BLDG 105, WHEELER ARMY AIRFIELD | Schofield Barracks | HI | 96857 | R-3010-H |  | Permanently Out of Use | 1994-03-29 | 550 | Diesel
9-102921 | SCHOFIELD BARRACKS | BLDG 3010 TANK 3010-A AND 3010-H | Schofield Barracks | HI | 96857 | U.S. ARMY SUPPORT COMMAND, HAWAII DPW | BLDG 105, WHEELER ARMY AIRFIELD | Schofield Barracks | HI | 96857 | R-3010-A |  | Permanently Out of Use | 1994-03-31 | 1000 | Diesel
9-102921 | SCHOFIELD BARRACKS | BLDG 3010 TANK 3010-A AND 3010-H | Schofield Barracks | HI | 96857 | U.S. ARMY SUPPORT COMMAND, HAWAII DPW | BLDG 105, WHEELER ARMY AIRFIELD | Schofield Barracks | HI | 96857 | r-1 |  | Permanently out of Use | 2009-07-28 | 500 | Diesel
9-102853 | U.S. ARMY ELECTRICAL GENERATOR | BLDG 3011 | Schofield Barracks | HI | 96857 | U.S. ARMY SUPPORT COMMAND, HAWAII |  | Schofield Barracks | HI | 96857 | R-1 |  | Permanently Out of Use | 1998-05-15 | 250 | Diesel
9-102143 | USMC - KMCAS | BLDG 3014 TANK KB83 | Kaneohe Marine Corps Base | HI | 96863 | U.S. MARINE CORPS BASE HAWAII | Facilities Department Box 63002 | Kaneohe Marine Corps Base | HI | 96863 | R-KB83 | 1980-01-01 | Permanently Out of Use | 1996-02-05 | 550 | Used Oil
9-102144 | USMC - KMCAS | BLDG 3015, TANK KB86, KB87 & KB88 | Kaneohe Marine Corps Base | HI | 96863 | U.S. MARINE CORPS BASE HAWAII | Facilities Department Box 63002 | Kaneohe Marine Corps Base | HI | 96863 | R-KB87 | 1981-05-02 | Permanently Out of Use | 1998-12-01 | 4000 | Gasoline
9-102144 | USMC - KMCAS | BLDG 3015, TANK KB86, KB87 & KB88 | Kaneohe Marine Corps Base | HI | 96863 | U.S. MARINE CORPS BASE HAWAII | Facilities Department Box 63002 | Kaneohe Marine Corps Base | HI | 96863 | R-KB86 | 1981-05-02 | Permanently Out of Use | 1998-12-01 | 4000 | Gasoline
9-102144 | USMC - KMCAS | BLDG 3015, TANK KB86, KB87 & KB88 | Kaneohe Marine Corps Base | HI | 96863 | U.S. MARINE CORPS BASE HAWAII | Facilities Department Box 63002 | Kaneohe Marine Corps Base | HI | 96863 | R-KB88 | 1981-05-02 | Permanently Out of Use | 1998-12-01 | 2000 | Used Oil
9-102854 | U.S. ARMY VEHICLE MAINT. FAC. | BLDG 3030 Humphrey road | Schofield Barracks | HI | 96857 | U.S. ARMY GARRISON-Hawaii | 947 Wright Ave, Bldg 104 WAAF | Schofield Barracks | HI | 96857 | r-3030 |  | Permanently out of Use | 2012-01-03 | 1000 | Used Oil
9-102854 | U.S. ARMY VEHICLE MAINT. FAC. | BLDG 3030 Humphrey road | Schofield Barracks | HI | 96857 | U.S. ARMY GARRISON-Hawaii | 947 Wright Ave, Bldg 104 WAAF | Schofield Barracks | HI | 96857 | R-3030-1 | 1979-01-01 | Permanently Out of Use | 1998-03-03 | 550 | Used Oil
9-102855 | U.S. ARMY FUEL FACILITY | BLDG 3034 | Schofield Barracks | HI | 96857 | U.S. ARMY SUPPORT COMMAND, HAWAII |  | Schofield Barracks | HI | 96857 | R-3034-1 | 1979-01-01 | Permanently Out of Use | 1994-05-02 | 6000 | Diesel
9-102855 | U.S. ARMY FUEL FACILITY | BLDG 3034 | Schofield Barracks | HI | 96857 | U.S. ARMY SUPPORT COMMAND, HAWAII |  | Schofield Barracks | HI | 96857 | R-2034-2 | 1979-01-01 | Permanently Out of Use | 1994-05-02 | 6000 | Diesel
9-102855 | U.S. ARMY FUEL FACILITY | BLDG 3034 | Schofield Barracks | HI | 96857 | U.S. ARMY SUPPORT COMMAND, HAWAII |  | Schofield Barracks | HI | 96857 | R-3034-3 | 1979-01-01 | Permanently Out of Use | 1994-05-02 | 6000 | Diesel
9-102146 | USMC - KMCAS | BLDG 3038 TANK 90 | Kaneohe Marine Corps Base | HI | 96863 | U.S. MARINE CORPS BASE HAWAII | Facilities Department Box 63002 | Kaneohe Marine Corps Base | HI | 96863 | R-90 | 1982-05-02 | Permanently Out of Use | 1985-01-01 | 500 | Diesel
9-202900 | BELLOWS AIR FORCE BASE | BLDG 306A TANK 1 | Waimanalo | HI | 96795 | STATE OF HAWAII | 3949 DIAMOND HEAD ROAD / BLDG. 306A | Waimanalo | HI | 96795 | R-1 | 1950-01-01 | Permanently Out of Use | 1993-11-08 | 1000 | Gasoline
9-102637 | NAVAL MEDICAL CLINIC | BLDG 3089 TANK 52 | Pearl Harbor | HI | 96860 | NAVAL MEDICAL CLINIC, PEARL HARBOR | ATTN: CHIEF SCHILLING 480 CENTRAL AVE | Pearl Harbor | HI | 96860 | R-M-52 | 1985-02-27 | Permanently Out of Use | 1994-09-01 | 890 | Diesel
9-203610 | USMC - MARINE CORPS BASE HAWAII | BLDG 3097 TANK KB95 | Kaneohe Marine Corps Base | HI | 96863 | U.S. MARINE CORPS BASE HAWAII | Facilities Department Box 63002 | Kaneohe Marine Corps Base | HI | 96863 | R-KB95 | 1987-01-01 | Permanently Out of Use | 1997-07-01 | 550 | Used Oil
9-103301 | WHEELER ARMY AIR FIELD, 169th ACWS/SCMC | BLDG 310 | Schofield Barracks | HI | 96786 | 15 CES/CEVQ | 75 H Street | Schofield Barracks | HI | 96786 | M-310-1 | 1984-01-01 | Currently In Use |  | 5500 | Diesel
9-202072 | BELLOWS AIR FORCE STATION - MAIN EXCHANGE | BLDG 313 | Waimanalo | HI | 96795 | U.S. AIR FORCE |  | Waimanalo | HI | 96795 | 313B | 1985-05-07 | Currently in Use |  | 6000 | Gasoline
9-202072 | BELLOWS AIR FORCE STATION - MAIN EXCHANGE | BLDG 313 | Waimanalo | HI | 96795 | U.S. AIR FORCE |  | Waimanalo | HI | 96795 | 313A | 1985-05-07 | Currently in Use |  | 6000 | Gasoline
9-102056 | HICKAM AIR FORCE BASE | BLDG 3190 | Hickam Air Force Base | HI | 96853 | U.S. AIR FORCE |  | Hickam Air Force Base | HI | 96853 | 3190K |  | Permanently Out of Use |  |  | Other
9-102056 | HICKAM AIR FORCE BASE | BLDG 3190 | Hickam Air Force Base | HI | 96853 | U.S. AIR FORCE |  | Hickam Air Force Base | HI | 96853 | f-3190I |  | Permanently Out of Use |  |  | Other
9-102056 | HICKAM AIR FORCE BASE | BLDG 3190 | Hickam Air Force Base | HI | 96853 | U.S. AIR FORCE |  | Hickam Air Force Base | HI | 96853 | f-3190D |  | Permanently Out of Use |  |  | Other
9-102056 | HICKAM AIR FORCE BASE | BLDG 3190 | Hickam Air Force Base | HI | 96853 | U.S. AIR FORCE |  | Hickam Air Force Base | HI | 96853 | f-3190C | 1941-05-07 | Permanently Out of Use |  | 50000 | Other
9-102056 | HICKAM AIR FORCE BASE | BLDG 3190 | Hickam Air Force Base | HI | 96853 | U.S. AIR FORCE |  | Hickam Air Force Base | HI | 96853 | f-3190B | 1941-05-07 | Permanently Out of Use |  | 50000 | Other
9-102056 | HICKAM AIR FORCE BASE | BLDG 3190 | Hickam Air Force Base | HI | 96853 | U.S. AIR FORCE |  | Hickam Air Force Base | HI | 96853 | f-3190H |  | Permanently Out of Use |  |  | Other
9-102056 | HICKAM AIR FORCE BASE | BLDG 3190 | Hickam Air Force Base | HI | 96853 | U.S. AIR FORCE |  | Hickam Air Force Base | HI | 96853 | f-3190J |  | Permanently Out of Use |  |  | Other
9-102056 | HICKAM AIR FORCE BASE | BLDG 3190 | Hickam Air Force Base | HI | 96853 | U.S. AIR FORCE |  | Hickam Air Force Base | HI | 96853 | f-3190A | 1941-05-07 | Permanently Out of Use |  | 50000 | Other
9-102056 | HICKAM AIR FORCE BASE | BLDG 3190 | Hickam Air Force Base | HI | 96853 | U.S. AIR FORCE |  | Hickam Air Force Base | HI | 96853 | 3190L |  | Permanently Out of Use |  |  | Other
9-102056 | HICKAM AIR FORCE BASE | BLDG 3190 | Hickam Air Force Base | HI | 96853 | U.S. AIR FORCE |  | Hickam Air Force Base | HI | 96853 | f-3190E |  | Permanently Out of Use |  |  | Other
9-102056 | HICKAM AIR FORCE BASE | BLDG 3190 | Hickam Air Force Base | HI | 96853 | U.S. AIR FORCE |  | Hickam Air Force Base | HI | 96853 | f-3190G |  | Permanently Out of Use |  |  | Other
9-102056 | HICKAM AIR FORCE BASE | BLDG 3190 | Hickam Air Force Base | HI | 96853 | U.S. AIR FORCE |  | Hickam Air Force Base | HI | 96853 | f-3190F |  | Permanently Out of Use |  |  | Other
9-103678 | HICKAM AIR FORCE BASE | BLDG 3193 TANK F-3193 | Hickam Air Force Base | HI | 96853 | U.S. AIR FORCE |  | Hickam Air Force Base | HI | 96853 | e-M-F-3193 |  | Permanently out of Use |  | 550 | Not Listed
9-100375 | NAVAL AIR STATION - BARBERS POINT | BLDG 32, Tank BP2 | Barbers Point Naval Air Station | HI | 96862 | U.S. DEPT OF THE NAVY |  | Barbers Point Naval Air Station | HI | 96862 | R-F-BP2 | 1944-04-21 | Permanently Out of Use | 1996-09-03 | 500 | Diesel
9-102902 | FORT SHAFTER | BLDG 320 TANK 320-1 320-2 | Fort Shafter | HI | 96858 | U.S. ARMY SUPPORT COMMAND, HAWAII DPW | BLDG 105, WHEELER ARMY AIRFIELD | Fort Shafter | HI | 96858 | R-320-1 |  | Permanently Out of Use | 1994-02-23 | 1000 | Diesel
9-102902 | FORT SHAFTER | BLDG 320 TANK 320-1 320-2 | Fort Shafter | HI | 96858 | U.S. ARMY SUPPORT COMMAND, HAWAII DPW | BLDG 105, WHEELER ARMY AIRFIELD | Fort Shafter | HI | 96858 | R-320-2 |  | Permanently Out of Use | 1994-02-23 | 1000 | Diesel
9-103211 | USMC - KANEOHE MARINE CORPS BASE | BLDG 322, TANK KB100, tank KB91 | Kaneohe Marine Corps Base | HI | 96863 | U.S. MARINE CORPS BASE HAWAII | Facilities Department Box 63002 | Kaneohe Marine Corps Base | HI | 96863 | R-KB91 | 1985-05-02 | Permanently Out of Use | 1997-01-01 | 550 | Used Oil
9-103211 | USMC - KANEOHE MARINE CORPS BASE | BLDG 322, TANK KB100, tank KB91 | Kaneohe Marine Corps Base | HI | 96863 | U.S. MARINE CORPS BASE HAWAII | Facilities Department Box 63002 | Kaneohe Marine Corps Base | HI | 96863 | R-KB-100 | 1986-01-01 | Permanently Out of Use | 1997-12-01 | 500 | Used Oil
9-101962 | PEARL HARBOR NAVAL SHIPYARD | BLDG 326, TANK 20 | Pearl Harbor | HI | 96860 | PEARL HARBOR NAVAL SHIPYARD & IMF | 667 SAFEGUARD ST., SUITE 100 ATTN: CODE 106.3 | Pearl Harbor | HI | 96860 | R-20 |  | Permanently Out of Use | 1989-04-30 | 500 | Used Oil
9-102108 | USMC - KMCAS | BLDG 329 TANK KB329 A-V AND KB25, KB329-1 | Kaneohe Marine Corps Base | HI | 96863 | U.S. MARINE CORPS BASE HAWAII | Facilities Department Box 63002 | Kaneohe Marine Corps Base | HI | 96863 | R-KB329K | 1942-05-02 | Permanently Out of Use | 1996-04-01 | 25000 | Other
9-102108 | USMC - KMCAS | BLDG 329 TANK KB329 A-V AND KB25, KB329-1 | Kaneohe Marine Corps Base | HI | 96863 | U.S. MARINE CORPS BASE HAWAII | Facilities Department Box 63002 | Kaneohe Marine Corps Base | HI | 96863 | R-KB329V | 1942-05-02 | Permanently Out of Use | 1996-04-01 | 25000 | Other
9-102108 | USMC - KMCAS | BLDG 329 TANK KB329 A-V AND KB25, KB329-1 | Kaneohe Marine Corps Base | HI | 96863 | U.S. MARINE CORPS BASE HAWAII | Facilities Department Box 63002 | Kaneohe Marine Corps Base | HI | 96863 | R-KB329T | 1942-05-02 | Permanently Out of Use | 1996-04-01 | 25000 | Other
9-102108 | USMC - KMCAS | BLDG 329 TANK KB329 A-V AND KB25, KB329-1 | Kaneohe Marine Corps Base | HI | 96863 | U.S. MARINE CORPS BASE HAWAII | Facilities Department Box 63002 | Kaneohe Marine Corps Base | HI | 96863 | R-KB329S | 1942-05-02 | Permanently Out of Use | 1996-04-01 | 25000 | Other
9-102108 | USMC - KMCAS | BLDG 329 TANK KB329 A-V AND KB25, KB329-1 | Kaneohe Marine Corps Base | HI | 96863 | U.S. MARINE CORPS BASE HAWAII | Facilities Department Box 63002 | Kaneohe Marine Corps Base | HI | 96863 | R-KB329R | 1942-05-02 | Permanently Out of Use | 1996-04-01 | 25000 | Other
9-102108 | USMC - KMCAS | BLDG 329 TANK KB329 A-V AND KB25, KB329-1 | Kaneohe Marine Corps Base | HI | 96863 | U.S. MARINE CORPS BASE HAWAII | Facilities Department Box 63002 | Kaneohe Marine Corps Base | HI | 96863 | R-25 | 1941-12-01 | Permanently Out of Use | 1997-01-09 | 25000 | Other
9-102108 | USMC - KMCAS | BLDG 329 TANK KB329 A-V AND KB25, KB329-1 | Kaneohe Marine Corps Base | HI | 96863 | U.S. MARINE CORPS BASE HAWAII | Facilities Department Box 63002 | Kaneohe Marine Corps Base | HI | 96863 | R-KB329G | 1942-05-02 | Permanently Out of Use | 1996-04-01 | 25000 | Other
9-102108 | USMC - KMCAS | BLDG 329 TANK KB329 A-V AND KB25, KB329-1 | Kaneohe Marine Corps Base | HI | 96863 | U.S. MARINE CORPS BASE HAWAII | Facilities Department Box 63002 | Kaneohe Marine Corps Base | HI | 96863 | R-KB329C | 1942-05-02 | Permanently Out of Use | 1996-04-01 | 25000 | Other
9-102108 | USMC - KMCAS | BLDG 329 TANK KB329 A-V AND KB25, KB329-1 | Kaneohe Marine Corps Base | HI | 96863 | U.S. MARINE CORPS BASE HAWAII | Facilities Department Box 63002 | Kaneohe Marine Corps Base | HI | 96863 | R-KB329A | 1942-05-02 | Permanently Out of Use | 1996-04-01 | 25000 | Other
9-102108 | USMC - KMCAS | BLDG 329 TANK KB329 A-V AND KB25, KB329-1 | Kaneohe Marine Corps Base | HI | 96863 | U.S. MARINE CORPS BASE HAWAII | Facilities Department Box 63002 | Kaneohe Marine Corps Base | HI | 96863 | R-KB329H | 1942-05-02 | Permanently Out of Use | 1996-04-01 | 25000 | Other
9-102108 | USMC - KMCAS | BLDG 329 TANK KB329 A-V AND KB25, KB329-1 | Kaneohe Marine Corps Base | HI | 96863 | U.S. MARINE CORPS BASE HAWAII | Facilities Department Box 63002 | Kaneohe Marine Corps Base | HI | 96863 | R-KB-329-1 | 1940-01-01 | Permanently Out of Use | 1996-04-01 | 550 | Other
9-102108 | USMC - KMCAS | BLDG 329 TANK KB329 A-V AND KB25, KB329-1 | Kaneohe Marine Corps Base | HI | 96863 | U.S. MARINE CORPS BASE HAWAII | Facilities Department Box 63002 | Kaneohe Marine Corps Base | HI | 96863 | R-KB329B | 1942-05-02 | Permanently Out of Use | 1996-04-01 | 25000 | Other
9-102108 | USMC - KMCAS | BLDG 329 TANK KB329 A-V AND KB25, KB329-1 | Kaneohe Marine Corps Base | HI | 96863 | U.S. MARINE CORPS BASE HAWAII | Facilities Department Box 63002 | Kaneohe Marine Corps Base | HI | 96863 | R-KB329U | 1942-05-02 | Permanently Out of Use | 1996-04-01 | 25000 | Other
9-102108 | USMC - KMCAS | BLDG 329 TANK KB329 A-V AND KB25, KB329-1 | Kaneohe Marine Corps Base | HI | 96863 | U.S. MARINE CORPS BASE HAWAII | Facilities Department Box 63002 | Kaneohe Marine Corps Base | HI | 96863 | R-KB329D | 1942-05-02 | Permanently Out of Use | 1996-04-01 | 25000 | Gasoline
9-102108 | USMC - KMCAS | BLDG 329 TANK KB329 A-V AND KB25, KB329-1 | Kaneohe Marine Corps Base | HI | 96863 | U.S. MARINE CORPS BASE HAWAII | Facilities Department Box 63002 | Kaneohe Marine Corps Base | HI | 96863 | R-KB329F | 1942-05-02 | Permanently Out of Use | 1996-04-01 | 25000 | Other
9-102108 | USMC - KMCAS | BLDG 329 TANK KB329 A-V AND KB25, KB329-1 | Kaneohe Marine Corps Base | HI | 96863 | U.S. MARINE CORPS BASE HAWAII | Facilities Department Box 63002 | Kaneohe Marine Corps Base | HI | 96863 | R-KB329L | 1942-05-02 | Permanently Out of Use | 1996-04-01 | 25000 | Other
9-102108 | USMC - KMCAS | BLDG 329 TANK KB329 A-V AND KB25, KB329-1 | Kaneohe Marine Corps Base | HI | 96863 | U.S. MARINE CORPS BASE HAWAII | Facilities Department Box 63002 | Kaneohe Marine Corps Base | HI | 96863 | R-KB329Q | 1942-05-02 | Permanently Out of Use | 1996-04-01 | 25000 | Other
9-102108 | USMC - KMCAS | BLDG 329 TANK KB329 A-V AND KB25, KB329-1 | Kaneohe Marine Corps Base | HI | 96863 | U.S. MARINE CORPS BASE HAWAII | Facilities Department Box 63002 | Kaneohe Marine Corps Base | HI | 96863 | R-KB329P | 1942-05-02 | Permanently Out of Use | 1996-04-01 | 25000 | Other
9-102108 | USMC - KMCAS | BLDG 329 TANK KB329 A-V AND KB25, KB329-1 | Kaneohe Marine Corps Base | HI | 96863 | U.S. MARINE CORPS BASE HAWAII | Facilities Department Box 63002 | Kaneohe Marine Corps Base | HI | 96863 | R-KB329M | 1942-05-02 | Permanently Out of Use | 1996-04-01 | 25000 | Other
9-102108 | USMC - KMCAS | BLDG 329 TANK KB329 A-V AND KB25, KB329-1 | Kaneohe Marine Corps Base | HI | 96863 | U.S. MARINE CORPS BASE HAWAII | Facilities Department Box 63002 | Kaneohe Marine Corps Base | HI | 96863 | R-KB329N | 1942-05-02 | Permanently Out of Use | 1996-04-01 | 25000 | Other
9-102108 | USMC - KMCAS | BLDG 329 TANK KB329 A-V AND KB25, KB329-1 | Kaneohe Marine Corps Base | HI | 96863 | U.S. MARINE CORPS BASE HAWAII | Facilities Department Box 63002 | Kaneohe Marine Corps Base | HI | 96863 | R-KB329E | 1942-05-02 | Permanently Out of Use | 1996-04-01 | 25000 | Other
9-102108 | USMC - KMCAS | BLDG 329 TANK KB329 A-V AND KB25, KB329-1 | Kaneohe Marine Corps Base | HI | 96863 | U.S. MARINE CORPS BASE HAWAII | Facilities Department Box 63002 | Kaneohe Marine Corps Base | HI | 96863 | R-KB329J | 1942-05-02 | Permanently Out of Use | 1996-04-01 | 25000 | Other
9-202319 | NEX Gas Station, Naval Computer & Telecommunications Area Master Station Pacific | BLDG 329, TANK 18, 19, 20, 21, 30, 31, 32 | Wahiawa | HI | 96786 | US Navy - Commandar Navy Region Hawaii | 850 Ticonderoga Street, Suite 110 | Wahiawa | HI | 96786 | R-21 | 1965-04-15 | Permanently Out of Use |  | 10000 | Gasoline
9-202319 | NEX Gas Station, Naval Computer & Telecommunications Area Master Station Pacific | BLDG 329, TANK 18, 19, 20, 21, 30, 31, 32 | Wahiawa | HI | 96786 | US Navy - Commandar Navy Region Hawaii | 850 Ticonderoga Street, Suite 110 | Wahiawa | HI | 96786 | 32 (T1) 87 | 1996-05-01 | Currently In Use |  | 10000 | Gasoline
9-202319 | NEX Gas Station, Naval Computer & Telecommunications Area Master Station Pacific | BLDG 329, TANK 18, 19, 20, 21, 30, 31, 32 | Wahiawa | HI | 96786 | US Navy - Commandar Navy Region Hawaii | 850 Ticonderoga Street, Suite 110 | Wahiawa | HI | 96786 | 31 (T2) 87 | 1996-05-01 | Currently In Use |  | 5000 | Gasoline
9-202319 | NEX Gas Station, Naval Computer & Telecommunications Area Master Station Pacific | BLDG 329, TANK 18, 19, 20, 21, 30, 31, 32 | Wahiawa | HI | 96786 | US Navy - Commandar Navy Region Hawaii | 850 Ticonderoga Street, Suite 110 | Wahiawa | HI | 96786 | 30 (T3) 92 | 1996-05-01 | Currently In Use |  | 5000 | Gasoline
9-202319 | NEX Gas Station, Naval Computer & Telecommunications Area Master Station Pacific | BLDG 329, TANK 18, 19, 20, 21, 30, 31, 32 | Wahiawa | HI | 96786 | US Navy - Commandar Navy Region Hawaii | 850 Ticonderoga Street, Suite 110 | Wahiawa | HI | 96786 | R-18 | 1965-04-15 | Permanently Out of Use |  | 5000 | Gasoline
9-202319 | NEX Gas Station, Naval Computer & Telecommunications Area Master Station Pacific | BLDG 329, TANK 18, 19, 20, 21, 30, 31, 32 | Wahiawa | HI | 96786 | US Navy - Commandar Navy Region Hawaii | 850 Ticonderoga Street, Suite 110 | Wahiawa | HI | 96786 | R-20 | 1965-04-15 | Permanently Out of Use | 1995-08-14 | 280 | Used Oil
9-202319 | NEX Gas Station, Naval Computer & Telecommunications Area Master Station Pacific | BLDG 329, TANK 18, 19, 20, 21, 30, 31, 32 | Wahiawa | HI | 96786 | US Navy - Commandar Navy Region Hawaii | 850 Ticonderoga Street, Suite 110 | Wahiawa | HI | 96786 | R-19 | 1965-04-15 | Permanently Out of Use |  | 5000 | Gasoline
9-202776 | NAVAL MAGAZINE LUALUALEI | BLDG 33 TANK 3 | Lualualei | HI | 96792 | NAVAL MAGAZINE LUALUALEI | 3 CONSTELLATION ST | Lualualei | HI | 96792 | 33 |  | Permanently Out of Use |  | 1000 | Diesel
9-103450 | HICKAM AIR FORCE BASE - ST38-3318 | BLDG 3318 - TANK 3318, 3318B, 3318C | Hickam Air Force Base | HI | 96853 | U.S. AIR FORCE |  | Hickam Air Force Base | HI | 96853 | R-M-3318 |  | Permanently Out of Use | 1999-04-08 | 350 | Diesel
9-103450 | HICKAM AIR FORCE BASE - ST38-3318 | BLDG 3318 - TANK 3318, 3318B, 3318C | Hickam Air Force Base | HI | 96853 | U.S. AIR FORCE |  | Hickam Air Force Base | HI | 96853 | R-M-3318C |  | Permanently Out of Use | 1999-07-14 | 350 | Diesel
9-103450 | HICKAM AIR FORCE BASE - ST38-3318 | BLDG 3318 - TANK 3318, 3318B, 3318C | Hickam Air Force Base | HI | 96853 | U.S. AIR FORCE |  | Hickam Air Force Base | HI | 96853 | R-M-3318B |  | Permanently Out of Use | 1999-07-14 | 350 | Diesel
9-103695 | HICKAM AIR FORCE BASE | BLDG 3340 TANK 3340A | Hickam Air Force Base | HI | 96853 | U.S. AIR FORCE |  | Hickam Air Force Base | HI | 96853 | r-m-3440A | 1915-01-01 | Permanently out of Use | 2002-08-28 | 550 | Diesel
9-103451 | HICKAM AIR FORCE BASE | BLDG 3361 TANK 3361 | Hickam Air Force Base | HI | 96853 | U.S. AIR FORCE |  | Hickam Air Force Base | HI | 96853 | R-M-3361 | 1915-01-01 | Permanently Out of Use | 1999-01-12 | 390 | Diesel
9-101210 | HICKAM AIR FORCE BASE | BLDG 3380 TANK 3380-1 3380-2 3380-3 AND MIKE PAD 360 HARBOR DR | Hickam Air Force Base | HI | 96853 | U.S. AIR FORCE |  | Hickam Air Force Base | HI | 96853 | R-3380-2 | 1970-10-01 | Permanently Out of Use | 1995-12-20 | 550 | Used Oil
9-101210 | HICKAM AIR FORCE BASE | BLDG 3380 TANK 3380-1 3380-2 3380-3 AND MIKE PAD 360 HARBOR DR | Hickam Air Force Base | HI | 96853 | U.S. AIR FORCE |  | Hickam Air Force Base | HI | 96853 | R-3380-1 |  | Permanently Out of Use | 1994-07-07 | 5000 | Diesel
9-101210 | HICKAM AIR FORCE BASE | BLDG 3380 TANK 3380-1 3380-2 3380-3 AND MIKE PAD 360 HARBOR DR | Hickam Air Force Base | HI | 96853 | U.S. AIR FORCE |  | Hickam Air Force Base | HI | 96853 | r-3380-A | 1970-05-07 | Permanently Out of Use | 1994-07-07 | 5000 | Diesel
9-101210 | HICKAM AIR FORCE BASE | BLDG 3380 TANK 3380-1 3380-2 3380-3 AND MIKE PAD 360 HARBOR DR | Hickam Air Force Base | HI | 96853 | U.S. AIR FORCE |  | Hickam Air Force Base | HI | 96853 | R-MIKE PAD |  | Permanently Out of Use | 1996-02-28 | 5000 | Used Oil
9-103452 | HICKAM AIR FORCE BASE | BLDG 3387 TANK 3387 | Hickam Air Force Base | HI | 96853 | U.S. AIR FORCE |  | Hickam Air Force Base | HI | 96853 | R-M-3387 |  | Permanently Out of Use | 1999-01-07 | 1000 | Diesel
9-102075 | HICKAM AIR FORCE BASE | BLDG 3429 | Hickam Air Force Base | HI | 96853 | U.S. AIR FORCE |  | Hickam Air Force Base | HI | 96853 | R-3429 | 1965-05-07 | Permanently Out of Use | 1993-10-01 | 4000 | Other
9-601658 | POHAKULOA TRAINING AREA | BLDG 343 | Paauilo | HI | 96776 | US Army Garrison Hawaii | 947 Wright Ave, Bldg 104 WAAF | Paauilo | HI | 96776 | 343-6 | 1977-01-01 | Currently In Use |  | 10000 | Other
9-601658 | POHAKULOA TRAINING AREA | BLDG 343 | Paauilo | HI | 96776 | US Army Garrison Hawaii | 947 Wright Ave, Bldg 104 WAAF | Paauilo | HI | 96776 | 343-8 | 1977-01-01 | Currently In Use |  | 10000 | Other
9-601658 | POHAKULOA TRAINING AREA | BLDG 343 | Paauilo | HI | 96776 | US Army Garrison Hawaii | 947 Wright Ave, Bldg 104 WAAF | Paauilo | HI | 96776 | 343-7 | 1977-01-01 | Currently In Use |  | 10000 | Diesel
9-601658 | POHAKULOA TRAINING AREA | BLDG 343 | Paauilo | HI | 96776 | US Army Garrison Hawaii | 947 Wright Ave, Bldg 104 WAAF | Paauilo | HI | 96776 | 343-4 | 1980-01-01 | Currently In Use |  | 5000 | Other
9-601658 | POHAKULOA TRAINING AREA | BLDG 343 | Paauilo | HI | 96776 | US Army Garrison Hawaii | 947 Wright Ave, Bldg 104 WAAF | Paauilo | HI | 96776 | 343-3 | 1980-01-01 | Currently In Use |  | 5000 | Other
9-601658 | POHAKULOA TRAINING AREA | BLDG 343 | Paauilo | HI | 96776 | US Army Garrison Hawaii | 947 Wright Ave, Bldg 104 WAAF | Paauilo | HI | 96776 | 343-1 | 1980-01-01 | Currently In Use |  | 10000 | JP-4
9-601658 | POHAKULOA TRAINING AREA | BLDG 343 | Paauilo | HI | 96776 | US Army Garrison Hawaii | 947 Wright Ave, Bldg 104 WAAF | Paauilo | HI | 96776 | 343-5 | 1980-01-01 | Currently In Use |  | 10000 | Other
9-601658 | POHAKULOA TRAINING AREA | BLDG 343 | Paauilo | HI | 96776 | US Army Garrison Hawaii | 947 Wright Ave, Bldg 104 WAAF | Paauilo | HI | 96776 | 343-2 | 1980-01-01 | Currently In Use |  | 10000 | Other
9-200497 | COMMERCIAL CAPEHART C.O. | BLDG 3449 | Schofield Barracks | HI | 96786 | VERIZON HAWAII | 1177 BISHOP ST. P.O. BOX 2200 Hon.HI 96841 | Schofield Barracks | HI | 96786 | R-1 | 1979-05-08 | Permanently Out of Use | 1991-12-10 | 550 | Diesel
9-203225 | CAMP H.M. SMITH | BLDG 35, TANK# CS-A-26 | Camp H. M. Smith | HI | 96861 | USMC - CAMP H.M. SMITH | P.O. BOX 64122 BLDG 600 | Camp H. M. Smith | HI | 96861 | R-M-CS-A-26 | 1957-01-01 | Permanently Out of Use | 1997-01-01 | 285 | Diesel
9-100991 | FLEET INTELLIGENCE CENTER PACIFIC | BLDG 352, MAKALAPA CRATER TANK 41 & 42, JPAC-1, JPAC-2 | Pearl Harbor | HI | 96860 | US NAVY - COMNAVREG - HI | 850 Ticonderoga Street, Suite 110 | Pearl Harbor | HI | 96860 | JPAC-2 | 1998-04-01 | Currently In Use |  | 6000 | Diesel
9-100991 | FLEET INTELLIGENCE CENTER PACIFIC | BLDG 352, MAKALAPA CRATER TANK 41 & 42, JPAC-1, JPAC-2 | Pearl Harbor | HI | 96860 | US NAVY - COMNAVREG - HI | 850 Ticonderoga Street, Suite 110 | Pearl Harbor | HI | 96860 | R-M-41 | 1977-04-04 | Permanently Out of Use | 1998-03-04 | 5000 | Diesel
9-100991 | FLEET INTELLIGENCE CENTER PACIFIC | BLDG 352, MAKALAPA CRATER TANK 41 & 42, JPAC-1, JPAC-2 | Pearl Harbor | HI | 96860 | US NAVY - COMNAVREG - HI | 850 Ticonderoga Street, Suite 110 | Pearl Harbor | HI | 96860 | JPAC-1 | 1998-04-01 | Currently In Use |  | 6000 | Diesel
9-100991 | FLEET INTELLIGENCE CENTER PACIFIC | BLDG 352, MAKALAPA CRATER TANK 41 & 42, JPAC-1, JPAC-2 | Pearl Harbor | HI | 96860 | US NAVY - COMNAVREG - HI | 850 Ticonderoga Street, Suite 110 | Pearl Harbor | HI | 96860 | R-M-42 | 1984-04-04 | Permanently Out of Use | 1998-03-04 | 6000 | Diesel
9-103758 | HICKAM AIR FORCE BASE | BLDG 3564 TANK 3564B, 3564D, TANK 3664E BATTERY CLOSSON | Hickam Air Force Base | HI | 96853 | U.S. AIR FORCE |  | Hickam Air Force Base | HI | 96853 | r-3564D | 1944-01-01 | Permanently out of Use | 2005-05-16 | 550 | Not Listed
9-103758 | HICKAM AIR FORCE BASE | BLDG 3564 TANK 3564B, 3564D, TANK 3664E BATTERY CLOSSON | Hickam Air Force Base | HI | 96853 | U.S. AIR FORCE |  | Hickam Air Force Base | HI | 96853 | r-3564E | 1944-01-01 | Permanently out of Use | 2005-05-16 | 350 | Not Listed
9-103758 | HICKAM AIR FORCE BASE | BLDG 3564 TANK 3564B, 3564D, TANK 3664E BATTERY CLOSSON | Hickam Air Force Base | HI | 96853 | U.S. AIR FORCE |  | Hickam Air Force Base | HI | 96853 | r-3564a | 1943-01-01 | Permanently out of Use | 2005-05-31 | 4500 | Not Listed
9-103758 | HICKAM AIR FORCE BASE | BLDG 3564 TANK 3564B, 3564D, TANK 3664E BATTERY CLOSSON | Hickam Air Force Base | HI | 96853 | U.S. AIR FORCE |  | Hickam Air Force Base | HI | 96853 | r-3564B | 1943-01-01 | Permanently out of Use | 2005-05-24 | 4500 | Not Listed
9-602803 | KILAUEA MILITARY CAMP | BLDG 35A BOWLING ALLEY | Kilauea Military Camp | HI | 96718 | U.S. DEPT OF THE ARMY |  | Kilauea Military Camp | HI | 96718 | R-35-A |  | Permanently Out of Use | 1994-06-02 | 750 | Diesel
9-102327 | NAVY PUBLIC WORKS CENTER | BLDG 36 TANK 4 | Pearl Harbor | HI | 96860 | US NAVY - COMNAVREG - HI | 517 RUSSELL AVE, SUITE 110 | Pearl Harbor | HI | 96860 | R-4 | 1972-04-28 | Permanently Out of Use | 1992-02-11 | 3000 | Used Oil
9-103320 | SCHOFIELD BARRACKS | BLDG 360 | Schofield Barracks | HI | 96857 | U.S. ARMY SUPPORT COMMAND, HAWAII |  | Schofield Barracks | HI | 96857 | R-360-1 |  | Permanently Out of Use | 1994-05-16 | 500 | Diesel
9-202537 | WHEELER ARMY AIRFIELD | BLDG 360 BULK FUEL YARD | Wheeler Army Airfield | HI | 96854 | U.S. ARMY 25TH ID (L) & USARHAW | US ARMY SUPPORT COMMAND, HAWAII | Wheeler Army Airfield | HI | 96854 | R-360-3 |  | Permanently Out of Use | 1998-05-28 | 500 | Diesel
9-202537 | WHEELER ARMY AIRFIELD | BLDG 360 BULK FUEL YARD | Wheeler Army Airfield | HI | 96854 | U.S. ARMY 25TH ID (L) & USARHAW | US ARMY SUPPORT COMMAND, HAWAII | Wheeler Army Airfield | HI | 96854 | R-360-1 | 1985-01-01 | Permanently Out of Use | 1998-05-19 | 40000 | Diesel
9-202537 | WHEELER ARMY AIRFIELD | BLDG 360 BULK FUEL YARD | Wheeler Army Airfield | HI | 96854 | U.S. ARMY 25TH ID (L) & USARHAW | US ARMY SUPPORT COMMAND, HAWAII | Wheeler Army Airfield | HI | 96854 | R-360-2 | 1985-01-01 | Permanently Out of Use | 1998-05-19 | 40000 | Other
9-102382 | PEARL HARBOR NAVAL STATION | BLDG 363 TANK 18 | Pearl Harbor | HI | 96860 | US NAVY - COMNAVREG - HI | 517 RUSSELL AVE, SUITE 110 | Pearl Harbor | HI | 96860 | R-18 | 1942-05-01 | Permanently Out of Use | 1996-12-06 | 2500 | Gasoline
9-201508 | SCHOFIELD BARRACKS | BLDG 368 | Schofield Barracks | HI | 96857 | 25TH ID (LIGHT) & USARHAW | ATTN: DPW, USAG-HI | Schofield Barracks | HI | 96857 | R-368-1 | 1960-05-06 | Permanently Out of Use | 1997-03-26 | 5000 | Gasoline
9-201508 | SCHOFIELD BARRACKS | BLDG 368 | Schofield Barracks | HI | 96857 | 25TH ID (LIGHT) & USARHAW | ATTN: DPW, USAG-HI | Schofield Barracks | HI | 96857 | R-368-2 | 1960-05-06 | Permanently Out of Use | 1997-03-12 | 1000 | Diesel
9-201508 | SCHOFIELD BARRACKS | BLDG 368 | Schofield Barracks | HI | 96857 | 25TH ID (LIGHT) & USARHAW | ATTN: DPW, USAG-HI | Schofield Barracks | HI | 96857 | R-368-5 |  | Permanently Out of Use | 1994-05-17 | 1000 | Used Oil
9-102328 | NAVY PUBLIC WORKS CENTER | BLDG 37 TANK 5 | Pearl Harbor | HI | 96860 | US NAVY - COMNAVREG - HI | 517 RUSSELL AVE, SUITE 110 | Pearl Harbor | HI | 96860 | R-5 | 1961-04-28 | Permanently Out of Use | 1992-02-06 | 500 | Used Oil
9-102094 | USMC - KMCAS | BLDG 373 TANK KB-6A, KB6B, KB6C, KB6D | Kaneohe Marine Corps Base | HI | 96863 | U.S. MARINE CORPS BASE HAWAII | Facilities Department Box 63002 | Kaneohe Marine Corps Base | HI | 96863 | R-KB6A |  | Permanently Out of Use | 1995-05-01 | 3000 | Gasoline
9-102094 | USMC - KMCAS | BLDG 373 TANK KB-6A, KB6B, KB6C, KB6D | Kaneohe Marine Corps Base | HI | 96863 | U.S. MARINE CORPS BASE HAWAII | Facilities Department Box 63002 | Kaneohe Marine Corps Base | HI | 96863 | R-KB-6B |  | Permanently Out of Use | 1995-05-01 | 3000 | Used Oil
9-102094 | USMC - KMCAS | BLDG 373 TANK KB-6A, KB6B, KB6C, KB6D | Kaneohe Marine Corps Base | HI | 96863 | U.S. MARINE CORPS BASE HAWAII | Facilities Department Box 63002 | Kaneohe Marine Corps Base | HI | 96863 | R-KB-6C |  | Permanently Out of Use | 1995-05-01 | 3000 | Gasoline
9-102094 | USMC - KMCAS | BLDG 373 TANK KB-6A, KB6B, KB6C, KB6D | Kaneohe Marine Corps Base | HI | 96863 | U.S. MARINE CORPS BASE HAWAII | Facilities Department Box 63002 | Kaneohe Marine Corps Base | HI | 96863 | R-KB-6D |  | Permanently Out of Use | 1995-05-01 | 1200 | Other
9-102331 | NAVY PUBLIC WORKS CENTER | BLDG 38 TANK 13, 14 | Pearl Harbor | HI | 96860 | US NAVY - COMNAVREG - HI | 517 RUSSELL AVE, SUITE 110 | Pearl Harbor | HI | 96860 | R-13 | 1942-04-28 | Permanently Out of Use | 1992-02-09 | 5000 | Gasoline
9-102331 | NAVY PUBLIC WORKS CENTER | BLDG 38 TANK 13, 14 | Pearl Harbor | HI | 96860 | US NAVY - COMNAVREG - HI | 517 RUSSELL AVE, SUITE 110 | Pearl Harbor | HI | 96860 | R-14 | 1942-04-28 | Permanently Out of Use | 1992-02-07 | 5000 | Gasoline
9-701825 | PACIFIC MISSILE RANGE | BLDG 384, AIRCRAFT MAINTENANCE | Kekaha | HI | 96752 | COMMANDING OFFICER |  | Kekaha | HI | 96752 | R-384 | 1987-11-11 | Permanently Out of Use | 1998-11-13 | 1000 | Used Oil
9-102109 | USMC - KMCAS | BLDG 385 KB27 & KB28 | Kaneohe Marine Corps Base | HI | 96863 | U.S. MARINE CORPS BASE HAWAII | Commanding Officer ATTN (Jeff Larson) Box 63062 | Kaneohe Marine Corps Base | HI | 96863 | R-KB 28 | 1943-05-02 | Permanently Out of Use | 1999-01-07 | 25000 | Diesel
9-102109 | USMC - KMCAS | BLDG 385 KB27 & KB28 | Kaneohe Marine Corps Base | HI | 96863 | U.S. MARINE CORPS BASE HAWAII | Commanding Officer ATTN (Jeff Larson) Box 63062 | Kaneohe Marine Corps Base | HI | 96863 | R-KB 27 | 1942-05-02 | Permanently Out of Use | 1999-01-07 | 25000 | Gasoline
9-202321 | NAV. COMMUN. AREA MASTER STATION EASTERN PACIFIC | BLDG 388, TANK 23 | Schofield Barracks | HI | 96786 | U.S. DEPT OF THE NAVY |  | Schofield Barracks | HI | 96786 | R-M-23 | 1965-04-15 | Permanently Out of Use | 1995-04-26 | 2300 | Diesel
9-202073 | KAENA POINT SATELLITE TRACKING STATION | BLDG 39 | Kaena Point | HI | 96792 | 50 Space Wing?CC (USAF) | 210 Falcon Parkway, Suite 2101 | Kaena Point | HI | 96792 | M-39B | 1979-04-18 | Currently in Use |  | 20000 | Diesel
9-202073 | KAENA POINT SATELLITE TRACKING STATION | BLDG 39 | Kaena Point | HI | 96792 | 50 Space Wing?CC (USAF) | 210 Falcon Parkway, Suite 2101 | Kaena Point | HI | 96792 | M-39A | 1979-04-17 | Currently in Use |  | 20000 | Diesel
9-202073 | KAENA POINT SATELLITE TRACKING STATION | BLDG 39 | Kaena Point | HI | 96792 | 50 Space Wing?CC (USAF) | 210 Falcon Parkway, Suite 2101 | Kaena Point | HI | 96792 | r-1 |  | Permanently out of Use | 1978-12-31 | 25000 | Diesel
9-102634 | NAVAL AIR STATION - FORD ISLAND | BLDG 39 TANK 68 | Pearl Harbor | HI | 96860 | US NAVY - COMNAVREG - HI | 517 RUSSELL AVE, SUITE 110 | Pearl Harbor | HI | 96860 | R-M-68 |  | Permanently Out of Use | 1996-12-04 | 550 | Diesel
9-102675 | NAVY PUBLIC WORKS CENTER | BLDG 39 TANK 101, 102 PWC - MACHINE SHOP | Pearl Harbor | HI | 96860 | US NAVY - COMNAVREG - HI | 850 Ticonderoga Street, suite 110 | Pearl Harbor | HI | 96860 | R-102 | 1985-05-30 | Permanently Out of Use | 1997-09-01 | 200 | Used Oil
9-102675 | NAVY PUBLIC WORKS CENTER | BLDG 39 TANK 101, 102 PWC - MACHINE SHOP | Pearl Harbor | HI | 96860 | US NAVY - COMNAVREG - HI | 850 Ticonderoga Street, suite 110 | Pearl Harbor | HI | 96860 | R-101 | 1985-05-30 | Permanently Out of Use | 1997-09-01 | 600 | Used Oil
9-203368 | Navy Public Works, Bldg. 397 | BLDG 397 tank PW 122 | Pearl Harbor | HI | 96860 | US NAVY - COMNAVREG - HI | 850 Ticonderoga Street, suite 110 | Pearl Harbor | HI | 96860 | R-PW-122 | 1965-01-01 | Permanently Out of Use | 1998-05-18 | 1200 | Diesel
9-102465 | Naval Pacific Meteorology & Oceanography Center/Joint Typhoon Warining Center | BLDG 398 MAKALAPA CRATER | Pearl Harbor | HI | 96860 | US Navy - Commandar Navy Region Hawaii | 850 Ticonderoga St, Ste 110 | Pearl Harbor | HI | 96860 | M-1 | 1987-06-06 | Currently in Use |  | 2000 | Diesel
9-201501 | HELEMANO MILITARY RESERVATION | BLDG 3A | Schofield Barracks | HI | 96786 | U.S. ARMY SUPPORT COMMAND, HAWAII DPW | BLDG 105, WHEELER ARMY AIRFIELD | Schofield Barracks | HI | 96786 | R-UST-5 |  | Permanently Out of Use | 1991-06-01 | 25000 | Diesel
9-201501 | HELEMANO MILITARY RESERVATION | BLDG 3A | Schofield Barracks | HI | 96786 | U.S. ARMY SUPPORT COMMAND, HAWAII DPW | BLDG 105, WHEELER ARMY AIRFIELD | Schofield Barracks | HI | 96786 | R-1 |  | Permanently Out of Use | 1991-04-04 | 550 | Gasoline
9-201501 | HELEMANO MILITARY RESERVATION | BLDG 3A | Schofield Barracks | HI | 96786 | U.S. ARMY SUPPORT COMMAND, HAWAII DPW | BLDG 105, WHEELER ARMY AIRFIELD | Schofield Barracks | HI | 96786 | R-2 |  | Permanently Out of Use | 1991-04-04 | 1000 | Gasoline
9-203220 | CAMP H.M. SMITH | BLDG 3A, TANK# CS-A-20 | Camp H. M. Smith | HI | 96861 | USMC - CAMP H.M. SMITH | P.O. BOX 64122 BLDG 600 | Camp H. M. Smith | HI | 96861 | R-CS-A-20 | 1942-01-01 | Permanently Out of Use | 1997-01-17 | 120 | Diesel
9-202783 | CAMP H.M. SMITH | BLDG 3B TANK 21 | Camp H. M. Smith | HI | 96861 | USMC - CAMP H.M. SMITH | P.O. BOX 64122 BLDG 600 | Camp H. M. Smith | HI | 96861 | R-M-21 | 1942-01-01 | Permanently Out of Use | 1997-02-01 | 120 | Diesel
9-102082 | CAMP H.M. SMITH | BLDG 4 TANK 2, 3, 28 | Camp H. M. Smith | HI | 96861 | USMC - CAMP H.M. SMITH | P.O. BOX 64122 BLDG 600 | Camp H. M. Smith | HI | 96861 | R-3 | 1978-04-29 | Permanently Out of Use | 1992-05-21 | 6000 | Diesel
9-102082 | CAMP H.M. SMITH | BLDG 4 TANK 2, 3, 28 | Camp H. M. Smith | HI | 96861 | USMC - CAMP H.M. SMITH | P.O. BOX 64122 BLDG 600 | Camp H. M. Smith | HI | 96861 | R-2 | 1943-04-29 | Permanently Out of Use | 1991-10-07 | 500 | Diesel
9-102082 | CAMP H.M. SMITH | BLDG 4 TANK 2, 3, 28 | Camp H. M. Smith | HI | 96861 | USMC - CAMP H.M. SMITH | P.O. BOX 64122 BLDG 600 | Camp H. M. Smith | HI | 96861 | 28 | 1992-07-30 | Currently in Use |  | 5396 | Diesel
9-100975 | NAVAL AIR STATION - BARBERS POINT | BLDG 4 TANK BP1 | Barbers Point Naval Air Station | HI | 96862 | U.S. DEPT OF THE NAVY |  | Barbers Point Naval Air Station | HI | 96862 | R-M-BP1 | 1978-11-11 | Permanently Out of Use | 1998-12-22 | 2000 | Diesel
9-102339 | NAVY PUBLIC WORKS CENTER | BLDG 40 TANK 30, 31, 32, 33 | Pearl Harbor | HI | 96860 | US NAVY - COMNAVREG - HI | 850 Ticonderoga Street, suite 110 | Pearl Harbor | HI | 96860 | R-30 | 1941-04-28 | Permanently Out of Use | 1993-12-17 | 25000 | Diesel
9-102339 | NAVY PUBLIC WORKS CENTER | BLDG 40 TANK 30, 31, 32, 33 | Pearl Harbor | HI | 96860 | US NAVY - COMNAVREG - HI | 850 Ticonderoga Street, suite 110 | Pearl Harbor | HI | 96860 | R-33 | 1941-04-28 | Permanently Out of Use | 1993-12-17 | 25000 | Diesel
9-102339 | NAVY PUBLIC WORKS CENTER | BLDG 40 TANK 30, 31, 32, 33 | Pearl Harbor | HI | 96860 | US NAVY - COMNAVREG - HI | 850 Ticonderoga Street, suite 110 | Pearl Harbor | HI | 96860 | R-32 | 1941-04-28 | Permanently Out of Use | 1993-12-17 | 25000 | Diesel
9-102339 | NAVY PUBLIC WORKS CENTER | BLDG 40 TANK 30, 31, 32, 33 | Pearl Harbor | HI | 96860 | US NAVY - COMNAVREG - HI | 850 Ticonderoga Street, suite 110 | Pearl Harbor | HI | 96860 | R-31 | 1941-04-28 | Permanently Out of Use | 1993-12-17 | 25000 | Diesel
9-602708 | KILAUEA MILITARY CAMP | BLDG 40 TANK 40-1 40-2 | Kilauea Military Camp | HI | 96718 | U.S. ARMY SUPPORT COMMAND, HAWAII DPW | BLDG 105, WHEELER ARMY AIRFIELD | Kilauea Military Camp | HI | 96718 | R-40-1 |  | Permanently Out of Use | 1994-05-13 | 250 | Diesel
9-602708 | KILAUEA MILITARY CAMP | BLDG 40 TANK 40-1 40-2 | Kilauea Military Camp | HI | 96718 | U.S. ARMY SUPPORT COMMAND, HAWAII DPW | BLDG 105, WHEELER ARMY AIRFIELD | Kilauea Military Camp | HI | 96718 | R-40-2 |  | Permanently Out of Use | 1994-05-13 | 550 | Diesel
9-102579 | HICKAM AIR FORCE BASE | BLDG 4006 TANK 75036A KUNTZ AVE - SOFTBALL FIELD AR | Hickam Air Force Base | HI | 96853 | U.S. AIR FORCE |  | Hickam Air Force Base | HI | 96853 | R-1 | 1944-01-01 | Permanently Out of Use | 2001-01-16 | 6200 | Other
9-102579 | HICKAM AIR FORCE BASE | BLDG 4006 TANK 75036A KUNTZ AVE - SOFTBALL FIELD AR | Hickam Air Force Base | HI | 96853 | U.S. AIR FORCE |  | Hickam Air Force Base | HI | 96853 | R-2 | 1944-01-01 | Permanently Out of Use | 2001-01-16 | 4000 | Other
9-103217 | USMC - KANEOHE BAY MARINE BASE | BLDG 4041, TANK KB-4041-1 | Kaneohe Marine Corps Base | HI | 96863 | U.S. MARINE CORPS BASE HAWAII | Facilities Department Box 63002 | Kaneohe Marine Corps Base | HI | 96863 | R-KB4041-1 | 1987-01-01 | Permanently Out of Use | 1996-12-05 | 550 | Used Oil
9-103344 | USMC - MARINE BASE CORPS HAWAII | BLDG 4042 TANK KB 4042 | Kaneohe Marine Corps Base | HI | 96863 | U.S. MARINE CORPS BASE HAWAII | Facilities Department Box 63002 | Kaneohe Marine Corps Base | HI | 96863 | R-KB-4042 |  | Permanently Out of Use | 1997-12-08 | 500 | Diesel
9-103154 | HICKAM AIR FORCE BASE - Air mobility Cmd Freight Terminal | BLDG 4069 tank 1050 aka 4069 | Hickam Air Force Base | HI | 96853 | US NAVY - COMNAVREG - HI | 850 Ticonderoga Street, suite 110 | Hickam Air Force Base | HI | 96853 | M-1050 aka 4069 | 1991-01-01 | Currently in Use |  | 2500 | Diesel
9-103041 | USMC - MARINE BASE CORPS HAWAII | BLDG 4079, TANK KB101 | Kaneohe Marine Corps Base | HI | 96863 | U.S. MARINE CORPS BASE HAWAII | Facilities Department Box 63002 | Kaneohe Marine Corps Base | HI | 96863 | R-KB101 | 1987-12-01 | Permanently Out of Use | 1996-01-29 | 550 | Used Oil
9-202323 | NAV. COMMUN. AREA MASTER STATION EASTERN PACIFIC | BLDG 411, TANK 25 | Schofield Barracks | HI | 96786 | U.S. DEPT OF THE NAVY |  | Schofield Barracks | HI | 96786 | R-25 | 1977-04-15 | Permanently Out of Use | 1995-04-24 | 15000 | Diesel
9-101050 | MT. KAALA AIR FORCE STATION | BLDG 41100 | Hickam Air Force Base | HI | 96853 | U.S. AIR FORCE |  | Hickam Air Force Base | HI | 96853 | R-41100 | 1965-05-07 | Permanently Out of Use | 1997-09-15 | 15000 | Diesel
9-102346 | NAVY PUBLIC WORKS CENTER | BLDG 415 TANK 42, 43, 44, 45, 46 | Pearl Harbor | HI | 96860 | US NAVY - COMNAVREG - HI | 850 Ticonderoga Street, suite 110 | Pearl Harbor | HI | 96860 | R-45 | 1956-04-28 | Permanently Out of Use | 1997-04-29 | 3000 | Gasoline
9-102346 | NAVY PUBLIC WORKS CENTER | BLDG 415 TANK 42, 43, 44, 45, 46 | Pearl Harbor | HI | 96860 | US NAVY - COMNAVREG - HI | 850 Ticonderoga Street, suite 110 | Pearl Harbor | HI | 96860 | R-44 | 1956-04-28 | Permanently Out of Use | 1997-04-29 | 3000 | Gasoline
9-102346 | NAVY PUBLIC WORKS CENTER | BLDG 415 TANK 42, 43, 44, 45, 46 | Pearl Harbor | HI | 96860 | US NAVY - COMNAVREG - HI | 850 Ticonderoga Street, suite 110 | Pearl Harbor | HI | 96860 | R-43 | 1956-04-28 | Permanently Out of Use | 1997-04-29 | 3000 | Diesel
9-102346 | NAVY PUBLIC WORKS CENTER | BLDG 415 TANK 42, 43, 44, 45, 46 | Pearl Harbor | HI | 96860 | US NAVY - COMNAVREG - HI | 850 Ticonderoga Street, suite 110 | Pearl Harbor | HI | 96860 | R-42 | 1956-04-28 | Permanently Out of Use | 1993-07-13 | 1000 | Used Oil
9-102346 | NAVY PUBLIC WORKS CENTER | BLDG 415 TANK 42, 43, 44, 45, 46 | Pearl Harbor | HI | 96860 | US NAVY - COMNAVREG - HI | 850 Ticonderoga Street, suite 110 | Pearl Harbor | HI | 96860 | R-46 | 1956-04-28 | Permanently Out of Use | 1997-04-29 | 3000 | Gasoline
9-102007 | FORT SHAFTER | BLDG 422 TANK 7A 7B | Fort Shafter | HI | 96858 | 25TH ID (LIGHT) & USARHAW | ATTN: DPW, USAG-HI | Fort Shafter | HI | 96858 | R-422-2 | 1979-05-07 | Permanently Out of Use | 1991-10-31 | 1000 | Gasoline
9-102007 | FORT SHAFTER | BLDG 422 TANK 7A 7B | Fort Shafter | HI | 96858 | 25TH ID (LIGHT) & USARHAW | ATTN: DPW, USAG-HI | Fort Shafter | HI | 96858 | R-422-1 | 1979-05-07 | Permanently Out of Use | 1991-10-31 | 1000 | Diesel
9-202789 | NAVAL SUPPLY CENTER - PEARL HARBOR | BLDG 427 TANK 427 | Pearl Harbor | HI | 96860 | ESTATE OF JAMES CAMPBELL | 1001 KAMOKILA BOULEVARD | Pearl Harbor | HI | 96860 | 427 |  | Permanently Out of Use |  |  | Not Listed
9-100992 | KUAHUA PENINSULA | BLDG 427, TANK 9 | Pearl Harbor | HI | 96860 | U.S. DEPT OF THE NAVY |  | Pearl Harbor | HI | 96860 | r-9 | 1961-05-01 | Permanently out of Use | 1989-04-01 | 300 | Used Oil
9-102858 | U.S. ARMY ADMINISTRAIVE FACILITY | BLDG 430 | Fort Shafter | HI | 96858 | U.S. ARMY SUPPORT COMMAND, HAWAII |  | Fort Shafter | HI | 96858 | R-1 |  | Permanently Out of Use | 1994-02-18 | 280 | Diesel
9-102858 | U.S. ARMY ADMINISTRAIVE FACILITY | BLDG 430 | Fort Shafter | HI | 96858 | U.S. ARMY SUPPORT COMMAND, HAWAII |  | Fort Shafter | HI | 96858 | R-2 |  | Permanently Out of Use | 1994-02-18 | 280 | Diesel
9-202371 | STANDBY-GENERATOR BUILDING | BLDG 430, TANK 5 | Waianae | HI | 96792 | U.S. DEPT OF THE NAVY |  | Waianae | HI | 96792 | R-5 | 1969-04-15 | Permanently Out of Use | 1992-03-23 | 1500 | Diesel
9-202182 | AIEA LAUNDRY | BLDG 436 TANK 23, 69 BLdg 440 tank 55 bldg s441 tank 56 | Pearl Harbor | HI | 96860 | U.S. NAVY, PACIFIC DIVISION | NAVAL FACILITIES ENGINEERING COMMAND 258 MAKALAPA DR, #100 | Pearl Harbor | HI | 96860 | R-23 | 1944-05-01 | Permanently Out of Use | 1993-04-13 | 1000 | Other
9-202182 | AIEA LAUNDRY | BLDG 436 TANK 23, 69 BLdg 440 tank 55 bldg s441 tank 56 | Pearl Harbor | HI | 96860 | U.S. NAVY, PACIFIC DIVISION | NAVAL FACILITIES ENGINEERING COMMAND 258 MAKALAPA DR, #100 | Pearl Harbor | HI | 96860 | R-69 | 1945-02-27 | Permanently Out of Use | 1996-04-13 | 2000 | Other
9-202182 | AIEA LAUNDRY | BLDG 436 TANK 23, 69 BLdg 440 tank 55 bldg s441 tank 56 | Pearl Harbor | HI | 96860 | U.S. NAVY, PACIFIC DIVISION | NAVAL FACILITIES ENGINEERING COMMAND 258 MAKALAPA DR, #100 | Pearl Harbor | HI | 96860 | R-56 |  | Permanently Out of Use |  | 1000 | Other
9-202182 | AIEA LAUNDRY | BLDG 436 TANK 23, 69 BLdg 440 tank 55 bldg s441 tank 56 | Pearl Harbor | HI | 96860 | U.S. NAVY, PACIFIC DIVISION | NAVAL FACILITIES ENGINEERING COMMAND 258 MAKALAPA DR, #100 | Pearl Harbor | HI | 96860 | R-55 |  | Permanently Out of Use |  | 1000 | Other
9-102386 | NAVAL STATION - PEARL HARBOR | BLDG 437 TANK 24, 25, 26, 27 (Aiea Laundry) | Pearl Harbor | HI | 96860 | US NAVY - COMNAVREG - HI | 517 RUSSELL AVE, SUITE 110 | Pearl Harbor | HI | 96860 | R-24 | 1944-05-01 | Permanently Out of Use |  | 700 | Used Oil
9-102386 | NAVAL STATION - PEARL HARBOR | BLDG 437 TANK 24, 25, 26, 27 (Aiea Laundry) | Pearl Harbor | HI | 96860 | US NAVY - COMNAVREG - HI | 517 RUSSELL AVE, SUITE 110 | Pearl Harbor | HI | 96860 | R-25 | 1944-05-01 | Permanently Out of Use |  | 2000 | Diesel
9-102386 | NAVAL STATION - PEARL HARBOR | BLDG 437 TANK 24, 25, 26, 27 (Aiea Laundry) | Pearl Harbor | HI | 96860 | US NAVY - COMNAVREG - HI | 517 RUSSELL AVE, SUITE 110 | Pearl Harbor | HI | 96860 | R-27 | 1944-05-01 | Permanently Out of Use | 1993-04-13 | 1000 | Diesel
9-102386 | NAVAL STATION - PEARL HARBOR | BLDG 437 TANK 24, 25, 26, 27 (Aiea Laundry) | Pearl Harbor | HI | 96860 | US NAVY - COMNAVREG - HI | 517 RUSSELL AVE, SUITE 110 | Pearl Harbor | HI | 96860 | R-26 | 1944-05-01 | Permanently Out of Use | 1993-04-13 | 1000 | Other
9-103300 | NAVAL AIR STATION - FORD ISLAND | BLDG 44 | Pearl Harbor | HI | 96860 | NAVAL STATION PEARL HARBOR |  | Pearl Harbor | HI | 96860 | R-98 |  | Permanently Out of Use | 1997-09-12 | 300 | Not Listed
9-202355 | NAVAL MAGAZINE LUALUALEI - WEST LOCH BRANCH | BLDG 440 TANK 440-1 AND 440-2 | Lualualei | HI | 96792 | NAVAL MAGAZINE LUALUALEI | 3 CONSTELLATION ST | Lualualei | HI | 96792 | R-440-1 | 1976-04-08 | Permanently Out of Use | 1992-07-01 | 2000 | Other
9-202355 | NAVAL MAGAZINE LUALUALEI - WEST LOCH BRANCH | BLDG 440 TANK 440-1 AND 440-2 | Lualualei | HI | 96792 | NAVAL MAGAZINE LUALUALEI | 3 CONSTELLATION ST | Lualualei | HI | 96792 | R-440-2 | 1976-04-08 | Permanently Out of Use | 1996-03-01 | 2000 | Hazardous Substance
9-203239 | FLEET & INDUSTRIAL SUPPLY CTR | BLDG 450, TANK 1 & 2 | Pearl Harbor | HI | 96860 | U.S. DEPT OF THE NAVY |  | Pearl Harbor | HI | 96860 | R-1 |  | Permanently Out of Use | 1996-04-30 | 1000 | Not Listed
9-203239 | FLEET & INDUSTRIAL SUPPLY CTR | BLDG 450, TANK 1 & 2 | Pearl Harbor | HI | 96860 | U.S. DEPT OF THE NAVY |  | Pearl Harbor | HI | 96860 | R-2 |  | Permanently Out of Use | 1996-04-30 | 1000 | Not Listed
9-102112 | USMC - KMCAS | BLDG 454 TANK KB-32 / CUSHMAN AVE & MIDDAUGH ST | Kaneohe Marine Corps Base | HI | 96863 | U.S. MARINE CORPS BASE HAWAII | Facilities Department Box 63002 | Kaneohe Marine Corps Base | HI | 96863 | R-KB32 | 1984-05-02 | Permanently Out of Use | 1994-09-01 | 550 | Used Oil
9-202779 | NAVAL COMPUTER AND TELECOMMUNICATIONS AREA MASTER STATION PACIFIC (NCTAMS PAC) | BLDG 463 TANK RTF-6, RTF-7, RTF-8 | Lualualei | HI | 96792 | NAVAL MAGAZINE LUALUALEI | 3 CONSTELLATION ST | Lualualei | HI | 96792 | R-463-T6 |  | Permanently Out of Use | 1998-10-01 | 10000 | Gasoline
9-202779 | NAVAL COMPUTER AND TELECOMMUNICATIONS AREA MASTER STATION PACIFIC (NCTAMS PAC) | BLDG 463 TANK RTF-6, RTF-7, RTF-8 | Lualualei | HI | 96792 | NAVAL MAGAZINE LUALUALEI | 3 CONSTELLATION ST | Lualualei | HI | 96792 | R-RTF-8 |  | Permanently Out of Use | 1998-10-01 | 10000 | Gasoline
9-202779 | NAVAL COMPUTER AND TELECOMMUNICATIONS AREA MASTER STATION PACIFIC (NCTAMS PAC) | BLDG 463 TANK RTF-6, RTF-7, RTF-8 | Lualualei | HI | 96792 | NAVAL MAGAZINE LUALUALEI | 3 CONSTELLATION ST | Lualualei | HI | 96792 | R-463-T27 |  | Permanently Out of Use | 1998-10-01 | 10000 | Gasoline
9-202777 | NAVAL MAGAZINE LUALUALEI | BLDG 479 TANK 7 | Lualualei | HI | 96792 | NAVAL MAGAZINE LUALUALEI | 3 CONSTELLATION ST | Lualualei | HI | 96792 | 7 |  | Permanently Out of Use |  |  | Not Listed
9-202092 | PUULOA RIFLE RANGE | BLDG 48 TANK 19 | Ewa Beach | HI | 96706 | USMC - CAMP H.M. SMITH | P.O. BOX 64122 BLDG 600 | Ewa Beach | HI | 96706 | R-19 | 1944-04-29 | Permanently Out of Use | 1991-10-23 | 500 | Diesel
9-103098 | FLEET AND INDUSTRIAL SUPPLY CTR | BLDG 480 TANK Y-DOCK AND 480 | Pearl Harbor | HI | 96860 | U.S. DEPT OF THE NAVY |  | Pearl Harbor | HI | 96860 | R-Y-DOCK |  | Permanently Out of Use | 1992-10-02 | 850 | Diesel
9-103098 | FLEET AND INDUSTRIAL SUPPLY CTR | BLDG 480 TANK Y-DOCK AND 480 | Pearl Harbor | HI | 96860 | U.S. DEPT OF THE NAVY |  | Pearl Harbor | HI | 96860 | R-480 |  | Permanently Out of Use | 1992-05-01 | 150 | Not Listed
9-103355 | SCHOFIELD BARRACKS | BLDG 494 | Schofield Barracks | HI | 96857 | U.S. ARMY SUPPORT COMMAND, HAWAII |  | Schofield Barracks | HI | 96857 | R-494 |  | Permanently Out of Use | 1998-01-22 | 750 | Diesel
9-100970 | FLEET ACCOUNTING & DISBURSING | BLDG 499 & 199 TANK 44 HALE MOKU | Pearl Harbor | HI | 96860 | DEFENSE FINANCE AND ACCOUNTING SERVICE | 1025 QUINCY AVE, SUITE 200 | Pearl Harbor | HI | 96860 | R-44 | 1960-01-28 | Permanently Out of Use | 1993-09-24 | 1500 | Diesel
9-103661 | FORMER AIEA MILITARY RESERVATION | BLDG 5 | ZipCode Unknown | XX | 99999 | STATE DLNR - LAND DIVISION | P.O. BOX 621 | ZipCode Unknown | XX | 99999 | r-1 |  | Permanently Out of Use | 2005-07-05 | 500 | Diesel
9-103357 | MCBH | BLDG 5009 TANK# 113 | Kaneohe Marine Corps Base | HI | 96863 | U.S. MARINE CORPS BASE HAWAII | Facilities Department Box 63002 | Kaneohe Marine Corps Base | HI | 96863 | R-KB-113 | 1986-01-01 | Permanently Out of Use | 1998-10-01 | 550 | Used Oil
9-102114 | USMC - KMCAS | BLDG 501 Tank KB38 | Kaneohe Marine Corps Base | HI | 96863 | U.S. MARINE CORPS BASE HAWAII | Facilities Department Box 63002 | Kaneohe Marine Corps Base | HI | 96863 | R-KB38 | 1972-05-02 | Permanently Out of Use | 1997-11-01 | 550 | Diesel
9-103213 | USMC - KANEOHE MARINE CORPS BASE | BLDG 5032, TANK KB118 | Kaneohe Marine Corps Base | HI | 96863 | U.S. MARINE CORPS BASE HAWAII | Facilities Department Box 63002 | Kaneohe Marine Corps Base | HI | 96863 | R-KB-118 | 1989-01-01 | Permanently Out of Use | 1997-09-01 | 500 | Diesel
9-103214 | USMC - KANEOHE MARINE CORPS BASE | BLDG 504, TANK KB121 | Kaneohe Marine Corps Base | HI | 96863 | U.S. MARINE CORPS BASE HAWAII | Facilities Department Box 63002 | Kaneohe Marine Corps Base | HI | 96863 | R-KB-121 | 1955-01-01 | Permanently Out of Use | 1997-09-01 | 1000 | Diesel
9-103489 | USMC - MCBH KANEOHE BAY | BLDG 505 KB-6081 | Kaneohe Marine Corps Base | HI | 96863 | U.S. MARINE CORPS BASE HAWAII | Facilities Department Box 63002 | Kaneohe Marine Corps Base | HI | 96863 | R-6081 | 1941-01-01 | Permanently Out of Use | 1998-12-01 | 1000 | Diesel
9-102859 | U.S. ARMY STORAGE FACILITY | BLDG 507 | Fort Shafter | HI | 96858 | U.S. ARMY SUPPORT COMMAND, HAWAII |  | Fort Shafter | HI | 96858 | R-507-2 |  | Permanently Out of Use | 1994-02-11 | 5000 | Diesel
9-102859 | U.S. ARMY STORAGE FACILITY | BLDG 507 | Fort Shafter | HI | 96858 | U.S. ARMY SUPPORT COMMAND, HAWAII |  | Fort Shafter | HI | 96858 | R-507-1 |  | Permanently Out of Use | 1994-02-11 | 5000 | Gasoline
9-102860 | U.S. ARMY INCINERATOR FACILITY - FT SHAFTER | BLDG 508 TANK 508-1 | Fort Shafter | HI | 96858 | 25TH ID (LIGHT) & USARHAW | ATTN: DPW, USAG-HI | Fort Shafter | HI | 96858 | R-508-1 |  | Permanently Out of Use | 1994-02-18 | 550 | Diesel
9-700463 | PACIFIC MISSILE RANGE FACILITY | BLDG 516 TANK 516 & Tank 516A | Kekaha | HI | 96752 | US NAVY - COMNAVREG - HI | 850 Ticonderoga Street, Suite 110 | Kekaha | HI | 96752 | M-516A | 1996-10-01 | Currently In Use |  | 1000 | Diesel
9-700463 | PACIFIC MISSILE RANGE FACILITY | BLDG 516 TANK 516 & Tank 516A | Kekaha | HI | 96752 | US NAVY - COMNAVREG - HI | 850 Ticonderoga Street, Suite 110 | Kekaha | HI | 96752 | R-516 | 1969-04-28 | Permanently Out of Use | 1996-09-17 | 1000 | Diesel
9-101917 | FORT SHAFTER | BLDG 520 BASEMENT | Fort Shafter | HI | 96858 | 25TH ID (LIGHT) & USARHAW | ATTN: DPW, USAG-HI | Fort Shafter | HI | 96858 | R-520-1 |  | Permanently Out of Use | 1994-03-01 | 550 | Diesel
9-102920 | FORT SHAFTER | BLDG 535/EXCHANGE MAINTENANCE SHOP | Fort Shafter | HI | 96858 | U.S. ARMY SUPPORT COMMAND, HAWAII DPW | BLDG 105, WHEELER ARMY AIRFIELD | Fort Shafter | HI | 96858 | R-535-1 | 1956-12-30 | Permanently Out of Use | 1998-06-01 | 10000 | GASOLINE
9-102920 | FORT SHAFTER | BLDG 535/EXCHANGE MAINTENANCE SHOP | Fort Shafter | HI | 96858 | U.S. ARMY SUPPORT COMMAND, HAWAII DPW | BLDG 105, WHEELER ARMY AIRFIELD | Fort Shafter | HI | 96858 | R-535-4 | 1956-12-30 | Permanently Out of Use | 1998-06-01 | 10000 | Gasoline
9-102920 | FORT SHAFTER | BLDG 535/EXCHANGE MAINTENANCE SHOP | Fort Shafter | HI | 96858 | U.S. ARMY SUPPORT COMMAND, HAWAII DPW | BLDG 105, WHEELER ARMY AIRFIELD | Fort Shafter | HI | 96858 | R-535-2 | 1956-12-30 | Permanently Out of Use | 1998-06-01 | 10000 | GASOLINE
9-102920 | FORT SHAFTER | BLDG 535/EXCHANGE MAINTENANCE SHOP | Fort Shafter | HI | 96858 | U.S. ARMY SUPPORT COMMAND, HAWAII DPW | BLDG 105, WHEELER ARMY AIRFIELD | Fort Shafter | HI | 96858 | R-535-6 | 1956-12-30 | Permanently Out of Use | 1994-02-03 | 500 | USED OIL
9-102920 | FORT SHAFTER | BLDG 535/EXCHANGE MAINTENANCE SHOP | Fort Shafter | HI | 96858 | U.S. ARMY SUPPORT COMMAND, HAWAII DPW | BLDG 105, WHEELER ARMY AIRFIELD | Fort Shafter | HI | 96858 | R-535-3 | 1956-12-30 | Permanently Out of Use | 1998-06-01 | 10000 | Gasoline
9-102920 | FORT SHAFTER | BLDG 535/EXCHANGE MAINTENANCE SHOP | Fort Shafter | HI | 96858 | U.S. ARMY SUPPORT COMMAND, HAWAII DPW | BLDG 105, WHEELER ARMY AIRFIELD | Fort Shafter | HI | 96858 | R-535-5 | 1956-12-30 | Permanently Out of Use | 1998-06-01 | 10000 | Gasoline
9-102329 | NAVY PUBLIC WORKS CENTER | BLDG 547 TANK 6, 7, 8, 9, 10, 11 | Pearl Harbor | HI | 96860 | US NAVY - COMNAVREG - HI | 850 Ticonderoga Street, suite 110 | Pearl Harbor | HI | 96860 | R-11 | 1945-04-28 | Permanently Out of Use | 1993-10-21 | 25000 | Gasoline
9-102329 | NAVY PUBLIC WORKS CENTER | BLDG 547 TANK 6, 7, 8, 9, 10, 11 | Pearl Harbor | HI | 96860 | US NAVY - COMNAVREG - HI | 850 Ticonderoga Street, suite 110 | Pearl Harbor | HI | 96860 | R-8 | 1941-04-28 | Permanently Out of Use | 1993-10-13 | 750 | Gasoline
9-102329 | NAVY PUBLIC WORKS CENTER | BLDG 547 TANK 6, 7, 8, 9, 10, 11 | Pearl Harbor | HI | 96860 | US NAVY - COMNAVREG - HI | 850 Ticonderoga Street, suite 110 | Pearl Harbor | HI | 96860 | R-9 | 1966-04-28 | Permanently Out of Use | 1993-10-14 | 8200 | Gasoline
9-102329 | NAVY PUBLIC WORKS CENTER | BLDG 547 TANK 6, 7, 8, 9, 10, 11 | Pearl Harbor | HI | 96860 | US NAVY - COMNAVREG - HI | 850 Ticonderoga Street, suite 110 | Pearl Harbor | HI | 96860 | R-7 | 1941-04-28 | Permanently Out of Use | 1993-10-13 | 200 | Diesel
9-102329 | NAVY PUBLIC WORKS CENTER | BLDG 547 TANK 6, 7, 8, 9, 10, 11 | Pearl Harbor | HI | 96860 | US NAVY - COMNAVREG - HI | 850 Ticonderoga Street, suite 110 | Pearl Harbor | HI | 96860 | R-6 | 1951-04-29 | Permanently Out of Use | 1993-12-01 | 1700 | Diesel
9-102329 | NAVY PUBLIC WORKS CENTER | BLDG 547 TANK 6, 7, 8, 9, 10, 11 | Pearl Harbor | HI | 96860 | US NAVY - COMNAVREG - HI | 850 Ticonderoga Street, suite 110 | Pearl Harbor | HI | 96860 | R-10 | 1945-04-28 | Permanently Out of Use | 1993-10-01 | 25000 | Gasoline
9-703431 | PACIFIC MISSILE RANGE FACILITY | BLDG 551 TANK 543 | Kekaha | HI | 96752 | PACIFIC MISSILE RANGE FACILITY | P.O. BOX 128 | Kekaha | HI | 96752 | R-543 | 1981-01-01 | Permanently Out of Use | 1994-01-10 | 10000 | Gasoline
9-102059 | HICKAM AIR FORCE BASE | BLDG 559 / 755 SCOTT CIRCLE | Hickam Air Force Base | HI | 96853 | U.S. AIR FORCE |  | Hickam Air Force Base | HI | 96853 | R-559 | 1974-07-30 | Permanently Out of Use |  | 1000 | Diesel
9-102059 | HICKAM AIR FORCE BASE | BLDG 559 / 755 SCOTT CIRCLE | Hickam Air Force Base | HI | 96853 | U.S. AIR FORCE |  | Hickam Air Force Base | HI | 96853 | R-559-B |  | Permanently Out of Use |  | 1700 | Diesel
9-203624 | SCHOFIELD BARRACKS | BLDG 560 (KOLEKOLE CONNECTOR ROAD) | Schofield Barracks | HI | 96786 | U.S. ARMY CORPS OF ENGINEERS | PACIFIC OCEAN DIVISION / CE-POD-ED-EH | Schofield Barracks | HI | 96786 | R-1 |  | Permanently Out of Use | 2000-02-22 | 550 | Diesel
9-102097 | USMC - KMCAS | BLDG 566 TANK KB84 AND KB85 | Kaneohe Marine Corps Base | HI | 96863 | U.S. MARINE CORPS BASE HAWAII | Facilities Department Box 63002 | Kaneohe Marine Corps Base | HI | 96863 | R-KB85 | 1944-05-02 | Permanently Out of Use | 1995-01-19 | 25000 | Diesel
9-102097 | USMC - KMCAS | BLDG 566 TANK KB84 AND KB85 | Kaneohe Marine Corps Base | HI | 96863 | U.S. MARINE CORPS BASE HAWAII | Facilities Department Box 63002 | Kaneohe Marine Corps Base | HI | 96863 | R-KB84 | 1944-05-02 | Permanently Out of Use | 1995-01-19 | 25000 | Diesel
9-102821 | U.S. ARMY GENERATOR FACILITY | BLDG 579 | Schofield Barracks | HI | 96857 | U.S. ARMY SUPPORT COMMAND, HAWAII |  | Schofield Barracks | HI | 96857 | R-1 |  | Permanently Out of Use | 1996-01-08 | 550 | Diesel
9-101948 | PEARL HARBOR NAVAL SHIPYARD | BLDG 58, TANK 5 | Pearl Harbor | HI | 96860 | PEARL HARBOR NAVAL SHIPYARD | 401 AVE E SUITE CODE 106.3 | Pearl Harbor | HI | 96860 | R-5 | 1975-04-16 | Permanently Out of Use | 1984-01-01 | 500 | Used Oil
9-202535 | SCHOFIELD BARRACKS | BLDG 580 | Schofield Barracks | HI | 96857 | U.S. ARMY 25TH ID (L) & USARHAW | US ARMY SUPPORT COMMAND, HAWAII | Schofield Barracks | HI | 96857 | R-580-1 |  | Permanently Out of Use | 1994-03-01 | 600 | Diesel
9-202535 | SCHOFIELD BARRACKS | BLDG 580 | Schofield Barracks | HI | 96857 | U.S. ARMY 25TH ID (L) & USARHAW | US ARMY SUPPORT COMMAND, HAWAII | Schofield Barracks | HI | 96857 | R-580-6 | 1994-03-01 | Permanently Out of Use | 2000-11-06 | 1000 | Diesel
9-202535 | SCHOFIELD BARRACKS | BLDG 580 | Schofield Barracks | HI | 96857 | U.S. ARMY 25TH ID (L) & USARHAW | US ARMY SUPPORT COMMAND, HAWAII | Schofield Barracks | HI | 96857 | R-580-3 |  | Permanently Out of Use | 1994-03-01 | 2500 | Diesel
9-202535 | SCHOFIELD BARRACKS | BLDG 580 | Schofield Barracks | HI | 96857 | U.S. ARMY 25TH ID (L) & USARHAW | US ARMY SUPPORT COMMAND, HAWAII | Schofield Barracks | HI | 96857 | R-580-2 |  | Permanently Out of Use | 1994-03-01 | 600 | Diesel
9-202786 | CAMP H.M. SMITH | BLDG 59 TANK 25 | Camp H. M. Smith | HI | 96861 | USMC - CAMP H.M. SMITH | P.O. BOX 64122 BLDG 600 | Camp H. M. Smith | HI | 96861 | R-M-25 | 1961-01-01 | Permanently Out of Use | 1997-02-01 | 3000 | Diesel
9-102347 | NAVY PUBLIC WORKS CENTER | BLDG 59 TANK 47, 48 | Pearl Harbor | HI | 96860 | US NAVY - COMNAVREG - HI | 850 Ticonderoga Street, suite 110 | Pearl Harbor | HI | 96860 | R-48 | 1943-04-29 | Permanently Out of Use | 1997-08-20 | 25000 | Diesel
9-102347 | NAVY PUBLIC WORKS CENTER | BLDG 59 TANK 47, 48 | Pearl Harbor | HI | 96860 | US NAVY - COMNAVREG - HI | 850 Ticonderoga Street, suite 110 | Pearl Harbor | HI | 96860 | R-47 | 1943-04-29 | Permanently Out of Use | 1997-08-20 | 25000 | Gasoline
9-102381 | NAVAL STATION - PEARL HARBOR | BLDG 599 TANK 15, 16, 17 | Pearl Harbor | HI | 96860 | US NAVY - COMNAVREG - HI | 517 RUSSELL AVE, SUITE 110 | Pearl Harbor | HI | 96860 | R-15 | 1951-05-02 | Permanently Out of Use | 1993-07-16 | 500 | Used Oil
9-102381 | NAVAL STATION - PEARL HARBOR | BLDG 599 TANK 15, 16, 17 | Pearl Harbor | HI | 96860 | US NAVY - COMNAVREG - HI | 517 RUSSELL AVE, SUITE 110 | Pearl Harbor | HI | 96860 | R-16 | 1951-05-02 | Permanently Out of Use | 1995-04-17 | 7500 | Gasoline
9-102381 | NAVAL STATION - PEARL HARBOR | BLDG 599 TANK 15, 16, 17 | Pearl Harbor | HI | 96860 | US NAVY - COMNAVREG - HI | 517 RUSSELL AVE, SUITE 110 | Pearl Harbor | HI | 96860 | R-17 | 1951-05-02 | Permanently Out of Use | 1995-04-18 | 7500 | Gasoline
9-102629 | NAVAL AIR STATION - FORD ISLAND | Bldg 6 Tanks 57, 58, 59, 60, 61, 62 (Hanger 1) | Pearl Harbor | HI | 96860 | US NAVY - COMNAVREG - HI | 517 RUSSELL AVE, SUITE 110 | Pearl Harbor | HI | 96860 | R-60 |  | Permanently Out of Use | 1997-01-22 | 10000 | Gasoline
9-102629 | NAVAL AIR STATION - FORD ISLAND | Bldg 6 Tanks 57, 58, 59, 60, 61, 62 (Hanger 1) | Pearl Harbor | HI | 96860 | US NAVY - COMNAVREG - HI | 517 RUSSELL AVE, SUITE 110 | Pearl Harbor | HI | 96860 | R-58 |  | Permanently Out of Use | 1997-01-22 | 10000 | Gasoline
9-102629 | NAVAL AIR STATION - FORD ISLAND | Bldg 6 Tanks 57, 58, 59, 60, 61, 62 (Hanger 1) | Pearl Harbor | HI | 96860 | US NAVY - COMNAVREG - HI | 517 RUSSELL AVE, SUITE 110 | Pearl Harbor | HI | 96860 | R-57 |  | Permanently Out of Use | 1997-01-22 | 10000 | Gasoline
9-102629 | NAVAL AIR STATION - FORD ISLAND | Bldg 6 Tanks 57, 58, 59, 60, 61, 62 (Hanger 1) | Pearl Harbor | HI | 96860 | US NAVY - COMNAVREG - HI | 517 RUSSELL AVE, SUITE 110 | Pearl Harbor | HI | 96860 | R-61 |  | Permanently Out of Use | 1997-01-22 | 10000 | Gasoline
9-102629 | NAVAL AIR STATION - FORD ISLAND | Bldg 6 Tanks 57, 58, 59, 60, 61, 62 (Hanger 1) | Pearl Harbor | HI | 96860 | US NAVY - COMNAVREG - HI | 517 RUSSELL AVE, SUITE 110 | Pearl Harbor | HI | 96860 | R-59 |  | Permanently Out of Use | 1997-01-22 | 10000 | Gasoline
9-102629 | NAVAL AIR STATION - FORD ISLAND | Bldg 6 Tanks 57, 58, 59, 60, 61, 62 (Hanger 1) | Pearl Harbor | HI | 96860 | US NAVY - COMNAVREG - HI | 517 RUSSELL AVE, SUITE 110 | Pearl Harbor | HI | 96860 | R-62 |  | Permanently Out of Use | 1997-01-22 | 10000 | Gasoline
9-102083 | CAMP H.M. SMITH | BLDG 6 TANK 4, 5, 6 | Camp H. M. Smith | HI | 96861 | MCBH - Camp Smith | Box 63082 | Camp H. M. Smith | HI | 96861 | R-5 | 1960-04-29 | Permanently Out of Use | 1995-11-07 | 6000 | Gasoline
9-102083 | CAMP H.M. SMITH | BLDG 6 TANK 4, 5, 6 | Camp H. M. Smith | HI | 96861 | MCBH - Camp Smith | Box 63082 | Camp H. M. Smith | HI | 96861 | R-6 | 1943-04-29 | Permanently Out of Use | 1997-01-01 | 500 | Used Oil
9-102083 | CAMP H.M. SMITH | BLDG 6 TANK 4, 5, 6 | Camp H. M. Smith | HI | 96861 | MCBH - Camp Smith | Box 63082 | Camp H. M. Smith | HI | 96861 | R-1 |  | Permanently Out of Use | 1995-09-14 | 1500 | Not Listed
9-102083 | CAMP H.M. SMITH | BLDG 6 TANK 4, 5, 6 | Camp H. M. Smith | HI | 96861 | MCBH - Camp Smith | Box 63082 | Camp H. M. Smith | HI | 96861 | R-2 |  | Permanently Out of Use | 1995-09-14 | 1500 | Not Listed
9-102083 | CAMP H.M. SMITH | BLDG 6 TANK 4, 5, 6 | Camp H. M. Smith | HI | 96861 | MCBH - Camp Smith | Box 63082 | Camp H. M. Smith | HI | 96861 | 4 | 1997-04-01 | Temporarily out of Use |  | 4000 | Gasoline
9-102083 | CAMP H.M. SMITH | BLDG 6 TANK 4, 5, 6 | Camp H. M. Smith | HI | 96861 | MCBH - Camp Smith | Box 63082 | Camp H. M. Smith | HI | 96861 | 5 | 1997-04-01 | Temporarily out of Use |  | 4000 | Gasoline
9-102083 | CAMP H.M. SMITH | BLDG 6 TANK 4, 5, 6 | Camp H. M. Smith | HI | 96861 | MCBH - Camp Smith | Box 63082 | Camp H. M. Smith | HI | 96861 | R-4 | 1960-04-29 | Permanently Out of Use | 1995-07-20 | 6000 | Gasoline
9-101953 | PEARL HARBOR NAVAL SHIPYARD | BLDG 6, TANK 10 | Pearl Harbor | HI | 96860 | PEARL HARBOR NAVAL SHIPYARD | 401 AVE E SUITE CODE 106.3 | Pearl Harbor | HI | 96860 | R-10 | 1942-04-15 | Permanently Out of Use | 1995-08-01 | 2000 | Used Oil
9-102091 | CAMP H.M. SMITH | BLDG 600 TANK 14, 15, 16, 17 | Camp H. M. Smith | HI | 96861 | USMC - CAMP H.M. SMITH | P.O. BOX 64122 BLDG 600 | Camp H. M. Smith | HI | 96861 | R-14 | 1983-04-29 | Permanently Out of Use | 1991-09-26 | 2000 | Gasoline
9-102091 | CAMP H.M. SMITH | BLDG 600 TANK 14, 15, 16, 17 | Camp H. M. Smith | HI | 96861 | USMC - CAMP H.M. SMITH | P.O. BOX 64122 BLDG 600 | Camp H. M. Smith | HI | 96861 | R-17 | 1983-04-29 | Permanently Out of Use | 1991-09-30 | 1000 | Used Oil
9-102091 | CAMP H.M. SMITH | BLDG 600 TANK 14, 15, 16, 17 | Camp H. M. Smith | HI | 96861 | USMC - CAMP H.M. SMITH | P.O. BOX 64122 BLDG 600 | Camp H. M. Smith | HI | 96861 | R-16 | 1983-04-29 | Permanently Out of Use | 1991-09-30 | 2000 | Diesel
9-102091 | CAMP H.M. SMITH | BLDG 600 TANK 14, 15, 16, 17 | Camp H. M. Smith | HI | 96861 | USMC - CAMP H.M. SMITH | P.O. BOX 64122 BLDG 600 | Camp H. M. Smith | HI | 96861 | R-15 | 1983-04-29 | Permanently Out of Use | 1991-09-27 | 2000 | Gasoline
9-103291 | USMC - MARINE BASE CORPS HAWAII | BLDG 6025 | Kaneohe | HI | 96744 | U.S. MARINE CORPS BASE HAWAII | Facilities Department Box 63002 | Kaneohe | HI | 96744 | R-1 |  | Permanently Out of Use | 1997-08-12 | 550 | Used Oil
9-103356 | USMC - MARINE CORP BASE HAWAII | BLDG 6107 TANK #6107 FIXED WING RINSE FACILITY | Kaneohe | HI | 96744 | U.S. MARINE CORPS BASE HAWAII | Facilities Department Box 63002 | Kaneohe | HI | 96744 | 6107 | 1991-06-01 | Currently In Use |  | 1000 | Used Oil
9-102349 | NAVAL MAGAZINE LUALUALEI - WAIKELE BRANCH | BLDG 62 TANK 50, 51, 52 | Pearl Harbor | HI | 96860 | US NAVY - COMNAVREG - HI | 850 Ticonderoga Street, suite 110 | Pearl Harbor | HI | 96860 | R-51 | 1951-04-29 | Permanently Out of Use | 1998-06-28 | 1000 | Gasoline
9-102349 | NAVAL MAGAZINE LUALUALEI - WAIKELE BRANCH | BLDG 62 TANK 50, 51, 52 | Pearl Harbor | HI | 96860 | US NAVY - COMNAVREG - HI | 850 Ticonderoga Street, suite 110 | Pearl Harbor | HI | 96860 | R-52 | 1951-04-29 | Permanently Out of Use | 2000-09-01 | 500 | Used Oil
9-102349 | NAVAL MAGAZINE LUALUALEI - WAIKELE BRANCH | BLDG 62 TANK 50, 51, 52 | Pearl Harbor | HI | 96860 | US NAVY - COMNAVREG - HI | 850 Ticonderoga Street, suite 110 | Pearl Harbor | HI | 96860 | R-50 | 1951-04-29 | Permanently Out of Use | 1993-06-28 | 1000 | Diesel
9-102335 | NAVY PUBLIC WORKS CENTER | BLDG 641 TANK 21, 22, 23 | Pearl Harbor | HI | 96860 | US NAVY - COMNAVREG - HI | 850 Ticonderoga Street, suite 110 | Pearl Harbor | HI | 96860 | R-23 | 1943-04-29 | Permanently Out of Use | 1993-11-17 | 2000 | Diesel
9-102335 | NAVY PUBLIC WORKS CENTER | BLDG 641 TANK 21, 22, 23 | Pearl Harbor | HI | 96860 | US NAVY - COMNAVREG - HI | 850 Ticonderoga Street, suite 110 | Pearl Harbor | HI | 96860 | R-22 | 1972-04-01 | Permanently Out of Use | 1997-10-01 | 450 | Other
9-102335 | NAVY PUBLIC WORKS CENTER | BLDG 641 TANK 21, 22, 23 | Pearl Harbor | HI | 96860 | US NAVY - COMNAVREG - HI | 850 Ticonderoga Street, suite 110 | Pearl Harbor | HI | 96860 | R-21 | 1951-04-29 | Permanently Out of Use | 1993-11-16 | 500 | Gasoline
9-102632 | NAVAL AIR STATION - FORD ISLAND | BLDG 65 - FUEL FARM | Pearl Harbor | HI | 96860 | US NAVY - COMNAVREG - HI | 517 RUSSELL AVE, SUITE 110 | Pearl Harbor | HI | 96860 | R-65-20 | 1943-02-27 | Permanently Out of Use | 1994-01-17 | 25000 | Other
9-102632 | NAVAL AIR STATION - FORD ISLAND | BLDG 65 - FUEL FARM | Pearl Harbor | HI | 96860 | US NAVY - COMNAVREG - HI | 517 RUSSELL AVE, SUITE 110 | Pearl Harbor | HI | 96860 | R-65-37 | 1943-02-27 | Permanently Out of Use | 1994-01-17 | 25000 | Other
9-102632 | NAVAL AIR STATION - FORD ISLAND | BLDG 65 - FUEL FARM | Pearl Harbor | HI | 96860 | US NAVY - COMNAVREG - HI | 517 RUSSELL AVE, SUITE 110 | Pearl Harbor | HI | 96860 | R-65-36 | 1943-02-27 | Permanently Out of Use | 1994-01-17 | 25000 | Other
9-102632 | NAVAL AIR STATION - FORD ISLAND | BLDG 65 - FUEL FARM | Pearl Harbor | HI | 96860 | US NAVY - COMNAVREG - HI | 517 RUSSELL AVE, SUITE 110 | Pearl Harbor | HI | 96860 | R-65-34 | 1943-02-27 | Permanently Out of Use | 1994-01-17 | 25000 | Other
9-102632 | NAVAL AIR STATION - FORD ISLAND | BLDG 65 - FUEL FARM | Pearl Harbor | HI | 96860 | US NAVY - COMNAVREG - HI | 517 RUSSELL AVE, SUITE 110 | Pearl Harbor | HI | 96860 | R-65-33 | 1943-02-27 | Permanently Out of Use | 1994-01-17 | 25000 | Other
9-102632 | NAVAL AIR STATION - FORD ISLAND | BLDG 65 - FUEL FARM | Pearl Harbor | HI | 96860 | US NAVY - COMNAVREG - HI | 517 RUSSELL AVE, SUITE 110 | Pearl Harbor | HI | 96860 | R-65-32 | 1943-02-27 | Permanently Out of Use | 1994-01-17 | 25000 | Other
9-102632 | NAVAL AIR STATION - FORD ISLAND | BLDG 65 - FUEL FARM | Pearl Harbor | HI | 96860 | US NAVY - COMNAVREG - HI | 517 RUSSELL AVE, SUITE 110 | Pearl Harbor | HI | 96860 | R-65-31 | 1943-02-27 | Permanently Out of Use | 1994-01-17 | 25000 | Other
9-102632 | NAVAL AIR STATION - FORD ISLAND | BLDG 65 - FUEL FARM | Pearl Harbor | HI | 96860 | US NAVY - COMNAVREG - HI | 517 RUSSELL AVE, SUITE 110 | Pearl Harbor | HI | 96860 | R-65-30 | 1943-02-27 | Permanently Out of Use | 1994-01-17 | 25000 | Other
9-102632 | NAVAL AIR STATION - FORD ISLAND | BLDG 65 - FUEL FARM | Pearl Harbor | HI | 96860 | US NAVY - COMNAVREG - HI | 517 RUSSELL AVE, SUITE 110 | Pearl Harbor | HI | 96860 | R-65-27 | 1943-02-27 | Permanently Out of Use | 1994-01-17 | 25000 | Other
9-102632 | NAVAL AIR STATION - FORD ISLAND | BLDG 65 - FUEL FARM | Pearl Harbor | HI | 96860 | US NAVY - COMNAVREG - HI | 517 RUSSELL AVE, SUITE 110 | Pearl Harbor | HI | 96860 | R-65-26 | 1943-02-27 | Permanently Out of Use | 1994-01-17 | 25000 | Other
9-102632 | NAVAL AIR STATION - FORD ISLAND | BLDG 65 - FUEL FARM | Pearl Harbor | HI | 96860 | US NAVY - COMNAVREG - HI | 517 RUSSELL AVE, SUITE 110 | Pearl Harbor | HI | 96860 | R-65-25 | 1943-02-27 | Permanently Out of Use | 1994-01-17 | 25000 | Other
9-102632 | NAVAL AIR STATION - FORD ISLAND | BLDG 65 - FUEL FARM | Pearl Harbor | HI | 96860 | US NAVY - COMNAVREG - HI | 517 RUSSELL AVE, SUITE 110 | Pearl Harbor | HI | 96860 | R-65-24 | 1943-02-27 | Permanently Out of Use | 1994-01-17 | 25000 | Other
9-102632 | NAVAL AIR STATION - FORD ISLAND | BLDG 65 - FUEL FARM | Pearl Harbor | HI | 96860 | US NAVY - COMNAVREG - HI | 517 RUSSELL AVE, SUITE 110 | Pearl Harbor | HI | 96860 | R-65-23 | 1943-02-27 | Permanently Out of Use | 1994-01-17 | 25000 | Other
9-102632 | NAVAL AIR STATION - FORD ISLAND | BLDG 65 - FUEL FARM | Pearl Harbor | HI | 96860 | US NAVY - COMNAVREG - HI | 517 RUSSELL AVE, SUITE 110 | Pearl Harbor | HI | 96860 | R-65-39 | 1943-02-27 | Permanently Out of Use | 1994-01-17 | 25000 | Other
9-102632 | NAVAL AIR STATION - FORD ISLAND | BLDG 65 - FUEL FARM | Pearl Harbor | HI | 96860 | US NAVY - COMNAVREG - HI | 517 RUSSELL AVE, SUITE 110 | Pearl Harbor | HI | 96860 | R-65-21 | 1943-02-27 | Permanently Out of Use | 1994-01-17 | 25000 | Other
9-102632 | NAVAL AIR STATION - FORD ISLAND | BLDG 65 - FUEL FARM | Pearl Harbor | HI | 96860 | US NAVY - COMNAVREG - HI | 517 RUSSELL AVE, SUITE 110 | Pearl Harbor | HI | 96860 | R-65-38 | 1943-02-27 | Permanently Out of Use | 1994-01-17 | 25000 | Other
9-102632 | NAVAL AIR STATION - FORD ISLAND | BLDG 65 - FUEL FARM | Pearl Harbor | HI | 96860 | US NAVY - COMNAVREG - HI | 517 RUSSELL AVE, SUITE 110 | Pearl Harbor | HI | 96860 | R-65-19 | 1943-02-27 | Permanently Out of Use | 1994-01-17 | 25000 | Other
9-102632 | NAVAL AIR STATION - FORD ISLAND | BLDG 65 - FUEL FARM | Pearl Harbor | HI | 96860 | US NAVY - COMNAVREG - HI | 517 RUSSELL AVE, SUITE 110 | Pearl Harbor | HI | 96860 | R-65-18 | 1943-02-27 | Permanently Out of Use | 1994-01-17 | 25000 | Other
9-102632 | NAVAL AIR STATION - FORD ISLAND | BLDG 65 - FUEL FARM | Pearl Harbor | HI | 96860 | US NAVY - COMNAVREG - HI | 517 RUSSELL AVE, SUITE 110 | Pearl Harbor | HI | 96860 | R-65-15 | 1943-02-27 | Permanently Out of Use | 1994-01-17 | 25000 | Other
9-102632 | NAVAL AIR STATION - FORD ISLAND | BLDG 65 - FUEL FARM | Pearl Harbor | HI | 96860 | US NAVY - COMNAVREG - HI | 517 RUSSELL AVE, SUITE 110 | Pearl Harbor | HI | 96860 | R-65-14 | 1943-02-27 | Permanently Out of Use | 1994-01-17 | 25000 | Other
9-102632 | NAVAL AIR STATION - FORD ISLAND | BLDG 65 - FUEL FARM | Pearl Harbor | HI | 96860 | US NAVY - COMNAVREG - HI | 517 RUSSELL AVE, SUITE 110 | Pearl Harbor | HI | 96860 | R-65-13 | 1943-02-27 | Permanently Out of Use | 1994-01-17 | 25000 | Other
9-102632 | NAVAL AIR STATION - FORD ISLAND | BLDG 65 - FUEL FARM | Pearl Harbor | HI | 96860 | US NAVY - COMNAVREG - HI | 517 RUSSELL AVE, SUITE 110 | Pearl Harbor | HI | 96860 | R-65-12 | 1943-02-27 | Permanently Out of Use | 1994-01-14 | 25000 | Other
9-102632 | NAVAL AIR STATION - FORD ISLAND | BLDG 65 - FUEL FARM | Pearl Harbor | HI | 96860 | US NAVY - COMNAVREG - HI | 517 RUSSELL AVE, SUITE 110 | Pearl Harbor | HI | 96860 | R-65-11 | 1943-02-27 | Permanently Out of Use | 1994-01-17 | 25000 | Other
9-102632 | NAVAL AIR STATION - FORD ISLAND | BLDG 65 - FUEL FARM | Pearl Harbor | HI | 96860 | US NAVY - COMNAVREG - HI | 517 RUSSELL AVE, SUITE 110 | Pearl Harbor | HI | 96860 | R-65-10 | 1943-02-27 | Permanently Out of Use | 1994-01-17 | 25000 | Other
9-102632 | NAVAL AIR STATION - FORD ISLAND | BLDG 65 - FUEL FARM | Pearl Harbor | HI | 96860 | US NAVY - COMNAVREG - HI | 517 RUSSELL AVE, SUITE 110 | Pearl Harbor | HI | 96860 | R-65-16 | 1943-02-27 | Permanently Out of Use | 1994-01-17 | 25000 | Other
9-102632 | NAVAL AIR STATION - FORD ISLAND | BLDG 65 - FUEL FARM | Pearl Harbor | HI | 96860 | US NAVY - COMNAVREG - HI | 517 RUSSELL AVE, SUITE 110 | Pearl Harbor | HI | 96860 | R-65-29 | 1943-02-27 | Permanently Out of Use | 1994-01-17 | 25000 | Other
9-102632 | NAVAL AIR STATION - FORD ISLAND | BLDG 65 - FUEL FARM | Pearl Harbor | HI | 96860 | US NAVY - COMNAVREG - HI | 517 RUSSELL AVE, SUITE 110 | Pearl Harbor | HI | 96860 | R-65-28 | 1943-02-27 | Permanently Out of Use | 1994-01-17 | 25000 | Other
9-102632 | NAVAL AIR STATION - FORD ISLAND | BLDG 65 - FUEL FARM | Pearl Harbor | HI | 96860 | US NAVY - COMNAVREG - HI | 517 RUSSELL AVE, SUITE 110 | Pearl Harbor | HI | 96860 | R-65-17 | 1943-02-27 | Permanently Out of Use | 1994-01-17 | 25000 | Other
9-102632 | NAVAL AIR STATION - FORD ISLAND | BLDG 65 - FUEL FARM | Pearl Harbor | HI | 96860 | US NAVY - COMNAVREG - HI | 517 RUSSELL AVE, SUITE 110 | Pearl Harbor | HI | 96860 | R-65-22 | 1943-02-27 | Permanently Out of Use | 1994-01-17 | 25000 | Other
9-102632 | NAVAL AIR STATION - FORD ISLAND | BLDG 65 - FUEL FARM | Pearl Harbor | HI | 96860 | US NAVY - COMNAVREG - HI | 517 RUSSELL AVE, SUITE 110 | Pearl Harbor | HI | 96860 | R-65-3 | 1943-02-27 | Permanently Out of Use | 1994-01-17 | 25000 | Other
9-102632 | NAVAL AIR STATION - FORD ISLAND | BLDG 65 - FUEL FARM | Pearl Harbor | HI | 96860 | US NAVY - COMNAVREG - HI | 517 RUSSELL AVE, SUITE 110 | Pearl Harbor | HI | 96860 | R-65-9 | 1943-02-27 | Permanently Out of Use | 1994-01-17 | 25000 | Other
9-102632 | NAVAL AIR STATION - FORD ISLAND | BLDG 65 - FUEL FARM | Pearl Harbor | HI | 96860 | US NAVY - COMNAVREG - HI | 517 RUSSELL AVE, SUITE 110 | Pearl Harbor | HI | 96860 | R-65-8 | 1943-02-27 | Permanently Out of Use | 1994-01-17 | 25000 | Other
9-102632 | NAVAL AIR STATION - FORD ISLAND | BLDG 65 - FUEL FARM | Pearl Harbor | HI | 96860 | US NAVY - COMNAVREG - HI | 517 RUSSELL AVE, SUITE 110 | Pearl Harbor | HI | 96860 | R-65-7 | 1943-02-27 | Permanently Out of Use | 1994-01-17 | 25000 | Other
9-102632 | NAVAL AIR STATION - FORD ISLAND | BLDG 65 - FUEL FARM | Pearl Harbor | HI | 96860 | US NAVY - COMNAVREG - HI | 517 RUSSELL AVE, SUITE 110 | Pearl Harbor | HI | 96860 | R-65-6 | 1943-02-27 | Permanently Out of Use | 1994-01-17 | 25000 | Other
9-102632 | NAVAL AIR STATION - FORD ISLAND | BLDG 65 - FUEL FARM | Pearl Harbor | HI | 96860 | US NAVY - COMNAVREG - HI | 517 RUSSELL AVE, SUITE 110 | Pearl Harbor | HI | 96860 | R-65-35 | 1943-02-27 | Permanently Out of Use | 1994-01-17 | 25000 | Other
9-102632 | NAVAL AIR STATION - FORD ISLAND | BLDG 65 - FUEL FARM | Pearl Harbor | HI | 96860 | US NAVY - COMNAVREG - HI | 517 RUSSELL AVE, SUITE 110 | Pearl Harbor | HI | 96860 | R-65-4 | 1943-02-27 | Permanently Out of Use | 1994-01-17 | 25000 | Other
9-102632 | NAVAL AIR STATION - FORD ISLAND | BLDG 65 - FUEL FARM | Pearl Harbor | HI | 96860 | US NAVY - COMNAVREG - HI | 517 RUSSELL AVE, SUITE 110 | Pearl Harbor | HI | 96860 | R-65-40 | 1943-02-27 | Permanently Out of Use | 1994-01-17 | 25000 | Other
9-102632 | NAVAL AIR STATION - FORD ISLAND | BLDG 65 - FUEL FARM | Pearl Harbor | HI | 96860 | US NAVY - COMNAVREG - HI | 517 RUSSELL AVE, SUITE 110 | Pearl Harbor | HI | 96860 | R-65-2 | 1943-02-27 | Permanently Out of Use | 1994-01-17 | 25000 | Other
9-102632 | NAVAL AIR STATION - FORD ISLAND | BLDG 65 - FUEL FARM | Pearl Harbor | HI | 96860 | US NAVY - COMNAVREG - HI | 517 RUSSELL AVE, SUITE 110 | Pearl Harbor | HI | 96860 | R-65-1 | 1943-02-27 | Permanently Out of Use | 1994-01-17 | 25000 | Other
9-102632 | NAVAL AIR STATION - FORD ISLAND | BLDG 65 - FUEL FARM | Pearl Harbor | HI | 96860 | US NAVY - COMNAVREG - HI | 517 RUSSELL AVE, SUITE 110 | Pearl Harbor | HI | 96860 | R-65-52 | 1943-02-27 | Permanently Out of Use | 1994-01-17 | 25000 | Other
9-102632 | NAVAL AIR STATION - FORD ISLAND | BLDG 65 - FUEL FARM | Pearl Harbor | HI | 96860 | US NAVY - COMNAVREG - HI | 517 RUSSELL AVE, SUITE 110 | Pearl Harbor | HI | 96860 | R-65-51 | 1943-02-27 | Permanently Out of Use | 1994-01-17 | 25000 | Other
9-102632 | NAVAL AIR STATION - FORD ISLAND | BLDG 65 - FUEL FARM | Pearl Harbor | HI | 96860 | US NAVY - COMNAVREG - HI | 517 RUSSELL AVE, SUITE 110 | Pearl Harbor | HI | 96860 | R-65-42 | 1943-02-27 | Permanently Out of Use | 1994-01-17 | 25000 | Other
9-102632 | NAVAL AIR STATION - FORD ISLAND | BLDG 65 - FUEL FARM | Pearl Harbor | HI | 96860 | US NAVY - COMNAVREG - HI | 517 RUSSELL AVE, SUITE 110 | Pearl Harbor | HI | 96860 | R-65-5 | 1943-02-27 | Permanently Out of Use | 1994-01-17 | 25000 | Other
9-102632 | NAVAL AIR STATION - FORD ISLAND | BLDG 65 - FUEL FARM | Pearl Harbor | HI | 96860 | US NAVY - COMNAVREG - HI | 517 RUSSELL AVE, SUITE 110 | Pearl Harbor | HI | 96860 | R-65-50 | 1943-02-27 | Permanently Out of Use | 1994-01-17 | 25000 | Other
9-102632 | NAVAL AIR STATION - FORD ISLAND | BLDG 65 - FUEL FARM | Pearl Harbor | HI | 96860 | US NAVY - COMNAVREG - HI | 517 RUSSELL AVE, SUITE 110 | Pearl Harbor | HI | 96860 | R-65-41 | 1943-02-27 | Permanently Out of Use | 1994-01-17 | 25000 | Other
9-102632 | NAVAL AIR STATION - FORD ISLAND | BLDG 65 - FUEL FARM | Pearl Harbor | HI | 96860 | US NAVY - COMNAVREG - HI | 517 RUSSELL AVE, SUITE 110 | Pearl Harbor | HI | 96860 | R-65-43 | 1943-02-27 | Permanently Out of Use | 1994-01-17 | 25000 | Other
9-102632 | NAVAL AIR STATION - FORD ISLAND | BLDG 65 - FUEL FARM | Pearl Harbor | HI | 96860 | US NAVY - COMNAVREG - HI | 517 RUSSELL AVE, SUITE 110 | Pearl Harbor | HI | 96860 | R-65-44 | 1943-02-27 | Permanently Out of Use | 1994-01-17 | 25000 | Other
9-102632 | NAVAL AIR STATION - FORD ISLAND | BLDG 65 - FUEL FARM | Pearl Harbor | HI | 96860 | US NAVY - COMNAVREG - HI | 517 RUSSELL AVE, SUITE 110 | Pearl Harbor | HI | 96860 | R-65-45 | 1943-02-27 | Permanently Out of Use | 1994-01-17 | 25000 | Other
9-102632 | NAVAL AIR STATION - FORD ISLAND | BLDG 65 - FUEL FARM | Pearl Harbor | HI | 96860 | US NAVY - COMNAVREG - HI | 517 RUSSELL AVE, SUITE 110 | Pearl Harbor | HI | 96860 | R-65-46 | 1943-02-27 | Permanently Out of Use | 1994-01-17 | 25000 | Other
9-102632 | NAVAL AIR STATION - FORD ISLAND | BLDG 65 - FUEL FARM | Pearl Harbor | HI | 96860 | US NAVY - COMNAVREG - HI | 517 RUSSELL AVE, SUITE 110 | Pearl Harbor | HI | 96860 | R-65-47 | 1943-02-27 | Permanently Out of Use | 1994-01-17 | 25000 | Other
9-102632 | NAVAL AIR STATION - FORD ISLAND | BLDG 65 - FUEL FARM | Pearl Harbor | HI | 96860 | US NAVY - COMNAVREG - HI | 517 RUSSELL AVE, SUITE 110 | Pearl Harbor | HI | 96860 | R-65-48 | 1943-02-27 | Permanently Out of Use | 1994-01-17 | 25000 | Other
9-102632 | NAVAL AIR STATION - FORD ISLAND | BLDG 65 - FUEL FARM | Pearl Harbor | HI | 96860 | US NAVY - COMNAVREG - HI | 517 RUSSELL AVE, SUITE 110 | Pearl Harbor | HI | 96860 | R-65-49 | 1943-02-27 | Permanently Out of Use | 1994-01-17 | 25000 | Other
9-102295 | NAVAL SUBMARINE BASE | BLDG 656, TANK 2 / SUBASE AUTO SERVICE CENTER | Pearl Harbor | HI | 96860 | U.S. DEPT OF THE NAVY | NAVY SUBMARINE BASE (CODE 645) | Pearl Harbor | HI | 96860 | R-2 |  | Permanently Out of Use |  | 10000 | Diesel
9-102297 | NAVAL SUBMARINE BASE | BLDG 662, TANK 6 / SUBASE AUTO SERVICE CENTER | Pearl Harbor | HI | 96860 | U.S. DEPT OF THE NAVY | NAVY SUBMARINE BASE (CODE 645) | Pearl Harbor | HI | 96860 | 6 | 1933-04-11 | Permanently Out of Use | 1990-04-01 | 500 | Diesel
9-101955 | PEARL HARBOR NAVAL SHIPYARD | BLDG 67, TANK 12, 13 401 AVE E, SUITE 124 | Pearl Harbor | HI | 96860 | PEARL HARBOR NAVAL SHIPYARD | 401 AVE E SUITE CODE 106.3 | Pearl Harbor | HI | 96860 | R-12 | 1982-04-15 | Permanently Out of Use | 1995-08-01 | 500 | Used Oil
9-101955 | PEARL HARBOR NAVAL SHIPYARD | BLDG 67, TANK 12, 13 401 AVE E, SUITE 124 | Pearl Harbor | HI | 96860 | PEARL HARBOR NAVAL SHIPYARD | 401 AVE E SUITE CODE 106.3 | Pearl Harbor | HI | 96860 | R-13 | 1973-04-15 | Permanently Out of Use | 1993-05-01 | 2000 | Diesel
9-102826 | U.S. ARMY HOSPITAL LABORATORY | BLDG 673 & 676 | Schofield Barracks | HI | 96857 | U.S. ARMY 25TH ID (L) & USARHAW | US ARMY SUPPORT COMMAND, HAWAII | Schofield Barracks | HI | 96857 | R-673-1 |  | Permanently Out of Use | 1994-04-28 | 550 | Heating Oil
9-102826 | U.S. ARMY HOSPITAL LABORATORY | BLDG 673 & 676 | Schofield Barracks | HI | 96857 | U.S. ARMY 25TH ID (L) & USARHAW | US ARMY SUPPORT COMMAND, HAWAII | Schofield Barracks | HI | 96857 | R-676-1 |  | Permanently Out of Use | 1998-06-15 | 750 | Diesel
9-102827 | SCHOFIELD BARRACKS | BLDG 679 | Schofield Barracks | HI | 96857 | U.S. ARMY SUPPORT COMMAND, HAWAII |  | Schofield Barracks | HI | 96857 | R-1 |  | Permanently Out of Use | 1994-05-12 | 550 | Diesel
9-102678 | NAVY PUBLIC WORKS CENTER | BLDG 686 TANK 107, 108, 109 BARBERS POINT - FILLING STATION | Pearl Harbor | HI | 96860 | US NAVY - COMNAVREG - HI | 517 RUSSELL AVE, SUITE 110 | Pearl Harbor | HI | 96860 | R-109 | 1949-05-30 | Permanently Out of Use | 1997-01-01 | 5000 | Diesel
9-102678 | NAVY PUBLIC WORKS CENTER | BLDG 686 TANK 107, 108, 109 BARBERS POINT - FILLING STATION | Pearl Harbor | HI | 96860 | US NAVY - COMNAVREG - HI | 517 RUSSELL AVE, SUITE 110 | Pearl Harbor | HI | 96860 | R-107 | 1974-05-30 | Permanently Out of Use | 1997-01-01 | 10000 | Gasoline
9-102678 | NAVY PUBLIC WORKS CENTER | BLDG 686 TANK 107, 108, 109 BARBERS POINT - FILLING STATION | Pearl Harbor | HI | 96860 | US NAVY - COMNAVREG - HI | 517 RUSSELL AVE, SUITE 110 | Pearl Harbor | HI | 96860 | R-108 | 1949-05-30 | Permanently Out of Use | 1997-01-01 | 5000 | Diesel
9-200976 | NEX GAS STATION aka IROQUOIS POINT MILITARY FAMILY HOUSING | BLDG 6863 aka 6882 IROQUOIS POINT TANK IP1, IP2, IP3 , IPA1 IPA2 CORMORANT AVE | Ewa Beach | HI | 96706 | US Navy - Commandar Navy Region Hawaii | 850 Ticonderoga Street, Suite 110 | Ewa Beach | HI | 96706 | R-IP1 | 1966-04-21 | Permanently Out of Use | 1996-10-16 | 5000 | Gasoline
9-200976 | NEX GAS STATION aka IROQUOIS POINT MILITARY FAMILY HOUSING | BLDG 6863 aka 6882 IROQUOIS POINT TANK IP1, IP2, IP3 , IPA1 IPA2 CORMORANT AVE | Ewa Beach | HI | 96706 | US Navy - Commandar Navy Region Hawaii | 850 Ticonderoga Street, Suite 110 | Ewa Beach | HI | 96706 | IPA2 | 1993-06-01 | Currently In Use |  | 10000 | Gasoline
9-200976 | NEX GAS STATION aka IROQUOIS POINT MILITARY FAMILY HOUSING | BLDG 6863 aka 6882 IROQUOIS POINT TANK IP1, IP2, IP3 , IPA1 IPA2 CORMORANT AVE | Ewa Beach | HI | 96706 | US Navy - Commandar Navy Region Hawaii | 850 Ticonderoga Street, Suite 110 | Ewa Beach | HI | 96706 | IPA1 | 1993-06-01 | Currently In Use |  | 10000 | Gasoline
9-200976 | NEX GAS STATION aka IROQUOIS POINT MILITARY FAMILY HOUSING | BLDG 6863 aka 6882 IROQUOIS POINT TANK IP1, IP2, IP3 , IPA1 IPA2 CORMORANT AVE | Ewa Beach | HI | 96706 | US Navy - Commandar Navy Region Hawaii | 850 Ticonderoga Street, Suite 110 | Ewa Beach | HI | 96706 | R-IP2 | 1966-04-21 | Permanently Out of Use | 1996-10-16 | 5000 | Gasoline
9-200976 | NEX GAS STATION aka IROQUOIS POINT MILITARY FAMILY HOUSING | BLDG 6863 aka 6882 IROQUOIS POINT TANK IP1, IP2, IP3 , IPA1 IPA2 CORMORANT AVE | Ewa Beach | HI | 96706 | US Navy - Commandar Navy Region Hawaii | 850 Ticonderoga Street, Suite 110 | Ewa Beach | HI | 96706 | R-IP3 | 1966-04-21 | Permanently Out of Use | 1996-10-16 | 10000 | Gasoline
9-102344 | NAVY PUBLIC WORKS CENTER | BLDG 6877 TANK 40 | Pearl Harbor | HI | 96860 | US NAVY - COMNAVREG - HI | 517 RUSSELL AVE, SUITE 110 | Pearl Harbor | HI | 96860 | P-6 | 1983-05-02 | Permanently Out of Use | 1988-12-22 | 1200 | Diesel
9-102387 | NAVAL STATION - PEARL HARBOR | BLDG 69 TANK 28 Manana Bldg | Pearl Harbor | HI | 96860 | US NAVY - COMNAVREG - HI | 517 RUSSELL AVE, SUITE 110 | Pearl Harbor | HI | 96860 | R-28 | 1980-05-01 | Permanently Out of Use | 1996-05-06 | 500 | Diesel
9-202019 | SCHOFIELD BARRACKS | BLDG 697 TANK 2, 3A, 3B, 3C, 3D | Schofield Barracks | HI | 96857 | U.S. ARMY SUPPORT COMMAND, HAWAII DPW | BLDG 105, WHEELER ARMY AIRFIELD | Schofield Barracks | HI | 96857 | R-697-3 | 1974-05-06 | Permanently Out of Use | 1991-11-05 | 10000 | Gasoline
9-202019 | SCHOFIELD BARRACKS | BLDG 697 TANK 2, 3A, 3B, 3C, 3D | Schofield Barracks | HI | 96857 | U.S. ARMY SUPPORT COMMAND, HAWAII DPW | BLDG 105, WHEELER ARMY AIRFIELD | Schofield Barracks | HI | 96857 | R-697-2 | 1974-05-06 | Permanently Out of Use | 1991-11-05 | 10000 | Gasoline
9-202019 | SCHOFIELD BARRACKS | BLDG 697 TANK 2, 3A, 3B, 3C, 3D | Schofield Barracks | HI | 96857 | U.S. ARMY SUPPORT COMMAND, HAWAII DPW | BLDG 105, WHEELER ARMY AIRFIELD | Schofield Barracks | HI | 96857 | R-697-1 | 1974-05-06 | Permanently Out of Use | 1991-11-05 | 10000 | Gasoline
9-202019 | SCHOFIELD BARRACKS | BLDG 697 TANK 2, 3A, 3B, 3C, 3D | Schofield Barracks | HI | 96857 | U.S. ARMY SUPPORT COMMAND, HAWAII DPW | BLDG 105, WHEELER ARMY AIRFIELD | Schofield Barracks | HI | 96857 | R-697-5 | 1974-05-06 | Permanently Out of Use | 1991-11-15 | 1000 | Used Oil
9-202019 | SCHOFIELD BARRACKS | BLDG 697 TANK 2, 3A, 3B, 3C, 3D | Schofield Barracks | HI | 96857 | U.S. ARMY SUPPORT COMMAND, HAWAII DPW | BLDG 105, WHEELER ARMY AIRFIELD | Schofield Barracks | HI | 96857 | R-697-4 | 1974-05-06 | Permanently Out of Use | 1991-11-05 | 10000 | Used Oil
9-102239 | NAVAL AIR STATION - BARBERS POINT | BLDG 706 Tank BP48 | Barbers Point Naval Air Station | HI | 96862 | U.S. DEPT OF THE NAVY |  | Barbers Point Naval Air Station | HI | 96862 | R-F-BP48 | 1943-04-22 | Permanently Out of Use | 1999-01-28 | 567000 | Other
9-102300 | NAVAL SUBMARINE BASE AKA QUARRY LOCH AREA | BLDG 709 TANKS 11, 12, 13, 14 REMOVED | Pearl Harbor | HI | 96860 | U.S. DEPT OF THE NAVY | NAVY SUBMARINE BASE (CODE 645) | Pearl Harbor | HI | 96860 | R-11 | 1943-04-12 | Permanently Out of Use | 1992-02-14 | 3840 | Other
9-102300 | NAVAL SUBMARINE BASE AKA QUARRY LOCH AREA | BLDG 709 TANKS 11, 12, 13, 14 REMOVED | Pearl Harbor | HI | 96860 | U.S. DEPT OF THE NAVY | NAVY SUBMARINE BASE (CODE 645) | Pearl Harbor | HI | 96860 | R-12 | 1943-04-12 | Permanently Out of Use | 1992-02-15 | 3840 | Other
9-102300 | NAVAL SUBMARINE BASE AKA QUARRY LOCH AREA | BLDG 709 TANKS 11, 12, 13, 14 REMOVED | Pearl Harbor | HI | 96860 | U.S. DEPT OF THE NAVY | NAVY SUBMARINE BASE (CODE 645) | Pearl Harbor | HI | 96860 | R-13 | 1943-04-12 | Permanently Out of Use | 1969-12-30 | 3840 | Other
9-102300 | NAVAL SUBMARINE BASE AKA QUARRY LOCH AREA | BLDG 709 TANKS 11, 12, 13, 14 REMOVED | Pearl Harbor | HI | 96860 | U.S. DEPT OF THE NAVY | NAVY SUBMARINE BASE (CODE 645) | Pearl Harbor | HI | 96860 | R-14 | 1943-04-12 | Permanently Out of Use | 1969-12-30 | 3840 | Other
9-102384 | JOHNSON CIRCLE NEX GAS STATION | BLDG 71 TANK JC1, JC2, JC3 RADFORD DRIVE | Pearl Harbor | HI | 96860 | US NAVY - COMNAVREG - HI | 850 Ticonderoga Street, Suite 110 | Pearl Harbor | HI | 96860 | R-22 | 1981-05-01 | Permanently Out of Use | 1996-06-18 | 10000 | Gasoline
9-102384 | JOHNSON CIRCLE NEX GAS STATION | BLDG 71 TANK JC1, JC2, JC3 RADFORD DRIVE | Pearl Harbor | HI | 96860 | US NAVY - COMNAVREG - HI | 850 Ticonderoga Street, Suite 110 | Pearl Harbor | HI | 96860 | R-20 | 1981-05-01 | Permanently Out of Use | 1996-06-20 | 20000 | Gasoline
9-102384 | JOHNSON CIRCLE NEX GAS STATION | BLDG 71 TANK JC1, JC2, JC3 RADFORD DRIVE | Pearl Harbor | HI | 96860 | US NAVY - COMNAVREG - HI | 850 Ticonderoga Street, Suite 110 | Pearl Harbor | HI | 96860 | JC-3 (87) | 1996-09-01 | Currently In Use |  | 20000 | Gasoline
9-102384 | JOHNSON CIRCLE NEX GAS STATION | BLDG 71 TANK JC1, JC2, JC3 RADFORD DRIVE | Pearl Harbor | HI | 96860 | US NAVY - COMNAVREG - HI | 850 Ticonderoga Street, Suite 110 | Pearl Harbor | HI | 96860 | JC-1 (92) | 1996-09-01 | Currently In Use |  | 10000 | Gasoline
9-102384 | JOHNSON CIRCLE NEX GAS STATION | BLDG 71 TANK JC1, JC2, JC3 RADFORD DRIVE | Pearl Harbor | HI | 96860 | US NAVY - COMNAVREG - HI | 850 Ticonderoga Street, Suite 110 | Pearl Harbor | HI | 96860 | JC-2 (89) | 1996-09-01 | Currently In Use |  | 10000 | Gasoline
9-102384 | JOHNSON CIRCLE NEX GAS STATION | BLDG 71 TANK JC1, JC2, JC3 RADFORD DRIVE | Pearl Harbor | HI | 96860 | US NAVY - COMNAVREG - HI | 850 Ticonderoga Street, Suite 110 | Pearl Harbor | HI | 96860 | R-21 | 1981-05-01 | Permanently Out of Use | 1996-06-11 | 10000 | Gasoline
9-101957 | PEARL HARBOR NAVAL SHIPYARD | BLDG 72, TANK 16 | Pearl Harbor | HI | 96860 | PEARL HARBOR NAVAL SHIPYARD & IMF | 667 SAFEGUARD ST., SUITE 100 ATTN: CODE 106.3 | Pearl Harbor | HI | 96860 | R-16 | 1975-04-15 | Permanently Out of Use | 1998-01-07 | 500 | Used Oil
9-103191 | NAVAL AIR STATION, BARBERS POINT | BLDG 74 TANK BP92 | Barbers Point Naval Air Station | HI | 96862 | U.S. DEPT OF THE NAVY |  | Barbers Point Naval Air Station | HI | 96862 | R-BP92 |  | Permanently Out of Use | 1993-11-12 | 250 | Used Oil
9-102390 | NAVAL AIR STATION - FORD ISLAND | BLDG 75 TANK 31 | Pearl Harbor | HI | 96860 | US NAVY - COMNAVREG - HI | 517 RUSSELL AVE, SUITE 110 | Pearl Harbor | HI | 96860 | R-M-31 | 1985-05-01 | Permanently Out of Use | 1996-12-05 | 1375 | Diesel
9-103752 | NAVAL MAGAZINE LUALUALEI - WAIKELE BRANCH | BLDG 76 TANK 76 | Pearl Harbor | HI | 96860 | NAVAL MAGAZINE LUALUALEI | 3 CONSTELLATION ST | Pearl Harbor | HI | 96860 | R-76 |  | Permanently Out of Use | 2002-09-26 | 2000 | Diesel
9-602944 | KILAUEA MILITARY CAMP | BLDG 76 TANK 76-1 | Kilauea Military Camp | HI | 96718 | U.S. ARMY 25TH ID (L) & USARHAW | US ARMY SUPPORT COMMAND, HAWAII | Kilauea Military Camp | HI | 96718 | R-76-1 |  | Permanently Out of Use | 1994-05-01 | 500 | Diesel
9-100973 | COMMANDER OCEANOGRAPHIC SYS. | BLDG 77 TANK 1 P.O. BOX 1390 | Pearl Harbor | HI | 96860 | US NAVY - COMNAVREG - HI | 517 RUSSELL AVE, SUITE 110 | Pearl Harbor | HI | 96860 | R-32 | 1967-05-02 | Permanently Out of Use | 1996-01-08 | 4500 | Diesel
9-202360 | NAVAL MAGAZINE LUALUALEI - LUALUALEI BRANCH | BLDG 77 TANK 34, 77 | Lualualei | HI | 96792 | NAVAL MAGAZINE LUALUALEI | 3 CONSTELLATION ST | Lualualei | HI | 96792 | R-34 | 1942-04-08 | Permanently Out of Use | 1995-02-27 | 550 | Diesel
9-202360 | NAVAL MAGAZINE LUALUALEI - LUALUALEI BRANCH | BLDG 77 TANK 34, 77 | Lualualei | HI | 96792 | NAVAL MAGAZINE LUALUALEI | 3 CONSTELLATION ST | Lualualei | HI | 96792 | R-77 | 1942-04-08 | Permanently Out of Use | 1992-04-01 | 950 | Diesel
9-102096 | USMC - KMCAS | BLDG 78 KB8 and BLDG 127 KB 10 AND KB11 | Kaneohe Marine Corps Base | HI | 96863 | U.S. MARINE CORPS BASE HAWAII | Facilities Department Box 63002 | Kaneohe Marine Corps Base | HI | 96863 | R-KB10 | 1942-05-02 | Permanently Out of Use | 1995-02-28 | 2000 | Gasoline
9-102096 | USMC - KMCAS | BLDG 78 KB8 and BLDG 127 KB 10 AND KB11 | Kaneohe Marine Corps Base | HI | 96863 | U.S. MARINE CORPS BASE HAWAII | Facilities Department Box 63002 | Kaneohe Marine Corps Base | HI | 96863 | R-KB8 |  | Permanently Out of Use | 1995-03-10 | 1500 | Used Oil
9-102096 | USMC - KMCAS | BLDG 78 KB8 and BLDG 127 KB 10 AND KB11 | Kaneohe Marine Corps Base | HI | 96863 | U.S. MARINE CORPS BASE HAWAII | Facilities Department Box 63002 | Kaneohe Marine Corps Base | HI | 96863 | R-KB11 | 1942-05-02 | Permanently Out of Use | 1995-03-06 | 2000 | Diesel
9-102345 | NAVY PUBLIC WORKS CENTER | BLDG 781 TANK 41 | Pearl Harbor | HI | 96860 | US NAVY - COMNAVREG - HI | 850 Ticonderoga Street, suite 110 | Pearl Harbor | HI | 96860 | R-41 | 1965-04-28 | Permanently Out of Use | 1993-09-30 | 550 | Diesel
9-103345 | NAVAL STATION PEARL HARBOR | BLDG 784 TANK #100 | Pearl Harbor | HI | 96860 | COMMANDING OFFICIER | NAVAL STATION PEARL HARBOR BOX 21 | Pearl Harbor | HI | 96860 | R-100 |  | Permanently Out of Use | 1997-12-01 | 1000 | Not Listed
9-103034 | NAVAL AIR STATION - BARBERS POINT | BLDG 786 TANK BP95 | Barbers Point Naval Air Station | HI | 96862 | U.S. DEPT OF THE NAVY |  | Barbers Point Naval Air Station | HI | 96862 | R-M-bp95 |  | Permanently Out of Use | 1995-04-11 | 1000 | Diesel
9-101952 | PEARL HARBOR NAVAL SHIPYARD | BLDG 8, TANK 9 | Pearl Harbor | HI | 96860 | PEARL HARBOR NAVAL SHIPYARD | 401 AVE E SUITE CODE 106.3 | Pearl Harbor | HI | 96860 | R-9 | 1977-04-15 | Permanently Out of Use | 1993-12-01 | 550 | Used Oil
9-102087 | CAMP H.M. SMITH | BLDG 80 TANK CS-10 | Camp H. M. Smith | HI | 96861 | USMC - CAMP H.M. SMITH | P.O. BOX 64122 BLDG 600 | Camp H. M. Smith | HI | 96861 | R-CS-10 | 1968-04-29 | Permanently Out of Use | 1996-02-28 | 5000 | Diesel
9-201510 | SCHOFIELD BARRACKS | BLDG 80, Foote Ave | Schofield Barracks | HI | 96857 | US Army Garrison Hawaii | 947 Wright Ave, Bldg 104 WAAF | Schofield Barracks | HI | 96857 | 80-6 | 1985-05-06 | Currently in Use |  | 10000 | Diesel
9-201510 | SCHOFIELD BARRACKS | BLDG 80, Foote Ave | Schofield Barracks | HI | 96857 | US Army Garrison Hawaii | 947 Wright Ave, Bldg 104 WAAF | Schofield Barracks | HI | 96857 | 80-2 | 1985-05-06 | Currently in Use |  | 10000 | Gasoline
9-201510 | SCHOFIELD BARRACKS | BLDG 80, Foote Ave | Schofield Barracks | HI | 96857 | US Army Garrison Hawaii | 947 Wright Ave, Bldg 104 WAAF | Schofield Barracks | HI | 96857 | 80-4 | 1985-05-06 | Currently in Use |  | 10000 | Gasoline
9-201510 | SCHOFIELD BARRACKS | BLDG 80, Foote Ave | Schofield Barracks | HI | 96857 | US Army Garrison Hawaii | 947 Wright Ave, Bldg 104 WAAF | Schofield Barracks | HI | 96857 | 80-3 | 1985-05-06 | Currently in Use |  | 10000 | Gasoline
9-201510 | SCHOFIELD BARRACKS | BLDG 80, Foote Ave | Schofield Barracks | HI | 96857 | US Army Garrison Hawaii | 947 Wright Ave, Bldg 104 WAAF | Schofield Barracks | HI | 96857 | R-80-5 |  | Permanently Out of Use | 1998-03-02 | 10000 | Gasoline
9-201510 | SCHOFIELD BARRACKS | BLDG 80, Foote Ave | Schofield Barracks | HI | 96857 | US Army Garrison Hawaii | 947 Wright Ave, Bldg 104 WAAF | Schofield Barracks | HI | 96857 | 80-1 | 1985-05-06 | Currently in Use |  | 10000 | Gasoline
9-201510 | SCHOFIELD BARRACKS | BLDG 80, Foote Ave | Schofield Barracks | HI | 96857 | US Army Garrison Hawaii | 947 Wright Ave, Bldg 104 WAAF | Schofield Barracks | HI | 96857 | R-80-7 | 1985-05-06 | Permanently Out of Use | 1998-03-02 | 1000 | Used Oil
9-203226 | CAMP H.M. SMITH | BLDG 81, TANK# CS-A-27 | Camp H. M. Smith | HI | 96861 | USMC - CAMP H.M. SMITH | P.O. BOX 64122 BLDG 600 | Camp H. M. Smith | HI | 96861 | R-M-CS-A-27 | 1966-01-01 | Permanently Out of Use | 1997-02-01 | 285 | Diesel
9-102088 | CAMP H.M. SMITH | BLDG 82 TANK 11 & 29 | Camp H. M. Smith | HI | 96861 | USMC - CAMP H.M. SMITH | P.O. BOX 64122 BLDG 600 | Camp H. M. Smith | HI | 96861 | R-11 | 1971-04-29 | Permanently Out of Use | 1992-05-26 | 4200 | Diesel
9-102088 | CAMP H.M. SMITH | BLDG 82 TANK 11 & 29 | Camp H. M. Smith | HI | 96861 | USMC - CAMP H.M. SMITH | P.O. BOX 64122 BLDG 600 | Camp H. M. Smith | HI | 96861 | 29 | 1992-10-30 | Currently in Use |  | 3673 | Diesel
9-103268 | NAVSTA - HOLY FAMILY SCHOOL | BLDG 843 TANK 85 | Pearl Harbor | HI | 96860 | US NAVY - COMNAVREG - HI | 517 RUSSELL AVE, SUITE 110 | Pearl Harbor | HI | 96860 | R-85 |  | Permanently Out of Use | 1996-12-20 | 500 | Diesel
9-602945 | KILAUEA MILITARY CAMP | BLDG 88 TANK 88-2 | Kilauea Military Camp | HI | 96718 | U.S. ARMY 25TH ID (L) & USARHAW | US ARMY SUPPORT COMMAND, HAWAII | Kilauea Military Camp | HI | 96718 | R-88-2 |  | Permanently Out of Use | 1994-05-25 | 500 | Diesel
9-102376 | NAVAL STATION - PEARL HARBOR | BLDG 881 TANK 9 | Pearl Harbor | HI | 96860 | US NAVY - COMNAVREG - HI | 517 RUSSELL AVE, SUITE 110 | Pearl Harbor | HI | 96860 | R-9 | 1947-05-02 | Permanently Out of Use | 1993-07-09 | 600 | Diesel
9-101000 | ALIAMANU MILITARY RSERVATION | BLDG 881, Bougainvilea Loop, AMR | Fort Shafter | HI | 96858 | US Army Garrison Hawaii | 947 Wright Ave, Bldg 104 WAAF | Fort Shafter | HI | 96858 | 881-2 | 1979-06-07 | Currently in Use |  | 6000 | Gasoline
9-101000 | ALIAMANU MILITARY RSERVATION | BLDG 881, Bougainvilea Loop, AMR | Fort Shafter | HI | 96858 | US Army Garrison Hawaii | 947 Wright Ave, Bldg 104 WAAF | Fort Shafter | HI | 96858 | 881-1 | 1979-06-07 | Currently In Use |  | 6000 | Gasoline
9-101000 | ALIAMANU MILITARY RSERVATION | BLDG 881, Bougainvilea Loop, AMR | Fort Shafter | HI | 96858 | US Army Garrison Hawaii | 947 Wright Ave, Bldg 104 WAAF | Fort Shafter | HI | 96858 | 881-3 | 1979-06-07 | Currently In Use |  | 6000 | Gasoline
9-102636 | NAVAL STATION - PEARL HARBOR | BLDG 89 TANK 50 (CURRENTLY YMCA SITE) | Pearl Harbor | HI | 96860 | US NAVY - COMNAVREG - HI | 517 RUSSELL AVE, SUITE 110 | Pearl Harbor | HI | 96860 | R-50 |  | Permanently Out of Use |  |  | Not Listed
9-201503 | NIOC Kunia ( Navy Information Operation Command) | BLDG 9 | Kunia | HI | 96759 | NSA/CSS Hawaii | Bldg 9 | Kunia | HI | 96759 | R-M-KFS-7 | 1962-01-01 | Permanently Out of Use | 1999-01-26 | 32000 | Diesel
9-201503 | NIOC Kunia ( Navy Information Operation Command) | BLDG 9 | Kunia | HI | 96759 | NSA/CSS Hawaii | Bldg 9 | Kunia | HI | 96759 | R-M-MFS-4 | 1962-01-01 | Permanently Out of Use | 1999-01-26 | 36000 | Diesel
9-201503 | NIOC Kunia ( Navy Information Operation Command) | BLDG 9 | Kunia | HI | 96759 | NSA/CSS Hawaii | Bldg 9 | Kunia | HI | 96759 | R-KFS-8 | 1950-01-01 | Permanently Out of Use | 1997-04-25 | 305000 | Used Oil
9-201503 | NIOC Kunia ( Navy Information Operation Command) | BLDG 9 | Kunia | HI | 96759 | NSA/CSS Hawaii | Bldg 9 | Kunia | HI | 96759 | R-M-KFS-1 | 1962-01-01 | Permanently Out of Use | 1999-01-22 | 32000 | Diesel
9-201503 | NIOC Kunia ( Navy Information Operation Command) | BLDG 9 | Kunia | HI | 96759 | NSA/CSS Hawaii | Bldg 9 | Kunia | HI | 96759 | R-M-KFS-2 | 1962-01-01 | Permanently Out of Use | 1999-01-22 | 32000 | Diesel
9-201503 | NIOC Kunia ( Navy Information Operation Command) | BLDG 9 | Kunia | HI | 96759 | NSA/CSS Hawaii | Bldg 9 | Kunia | HI | 96759 | R-M-KFS-3 | 1962-01-01 | Permanently Out of Use | 1999-01-22 | 36000 | Diesel
9-201503 | NIOC Kunia ( Navy Information Operation Command) | BLDG 9 | Kunia | HI | 96759 | NSA/CSS Hawaii | Bldg 9 | Kunia | HI | 96759 | R-M-KFS-6 | 1962-01-01 | Permanently Out of Use | 1999-01-26 | 32000 | Diesel
9-201503 | NIOC Kunia ( Navy Information Operation Command) | BLDG 9 | Kunia | HI | 96759 | NSA/CSS Hawaii | Bldg 9 | Kunia | HI | 96759 | 1 | 1998-12-01 | Currently In Use |  | 25000 | Diesel
9-201503 | NIOC Kunia ( Navy Information Operation Command) | BLDG 9 | Kunia | HI | 96759 | NSA/CSS Hawaii | Bldg 9 | Kunia | HI | 96759 | 2 | 1998-12-01 | Currently In Use |  | 25000 | Diesel
9-201503 | NIOC Kunia ( Navy Information Operation Command) | BLDG 9 | Kunia | HI | 96759 | NSA/CSS Hawaii | Bldg 9 | Kunia | HI | 96759 | 3 | 1998-12-01 | Currently In Use |  | 25000 | Diesel
9-201503 | NIOC Kunia ( Navy Information Operation Command) | BLDG 9 | Kunia | HI | 96759 | NSA/CSS Hawaii | Bldg 9 | Kunia | HI | 96759 | R-12 | 1942-01-01 | Permanently Out of Use | 1999-07-20 | 2150 | Not Listed
9-201503 | NIOC Kunia ( Navy Information Operation Command) | BLDG 9 | Kunia | HI | 96759 | NSA/CSS Hawaii | Bldg 9 | Kunia | HI | 96759 | R-M-KFS-5 | 1962-01-01 | Permanently Out of Use | 1999-01-26 | 32000 | Diesel
9-200988 | NAVAL MAGAZINE LUALUALEI - WEST LOCH BRANCH | BLDG 9 TANK 13 | Lualualei | HI | 96792 | NAVAL MAGAZINE LUALUALEI | 3 CONSTELLATION ST | Lualualei | HI | 96792 | 181G |  | Permanently Out of Use |  | 2000 | Diesel
9-200988 | NAVAL MAGAZINE LUALUALEI - WEST LOCH BRANCH | BLDG 9 TANK 13 | Lualualei | HI | 96792 | NAVAL MAGAZINE LUALUALEI | 3 CONSTELLATION ST | Lualualei | HI | 96792 | R-13 | 1933-04-08 | Permanently Out of Use | 1992-06-24 | 1000 | Diesel
9-102240 | NAVAL AIR STATION - BARBERS POINT | BLDG 91 TANK BP49, BP50, BP51, BP51B, BP52 | Barbers Point Naval Air Station | HI | 96862 | U.S. DEPT OF THE NAVY |  | Barbers Point Naval Air Station | HI | 96862 | R-F-BP51A | 1943-04-22 | Permanently Out of Use | 1996-09-12 | 25000 | Diesel
9-102240 | NAVAL AIR STATION - BARBERS POINT | BLDG 91 TANK BP49, BP50, BP51, BP51B, BP52 | Barbers Point Naval Air Station | HI | 96862 | U.S. DEPT OF THE NAVY |  | Barbers Point Naval Air Station | HI | 96862 | R-F-BP50 | 1943-04-22 | Permanently Out of Use | 1998-12-23 | 25000 | Other
9-102240 | NAVAL AIR STATION - BARBERS POINT | BLDG 91 TANK BP49, BP50, BP51, BP51B, BP52 | Barbers Point Naval Air Station | HI | 96862 | U.S. DEPT OF THE NAVY |  | Barbers Point Naval Air Station | HI | 96862 | R-F-BP52 | 1943-04-22 | Permanently Out of Use | 1996-09-11 | 25000 | Diesel
9-102240 | NAVAL AIR STATION - BARBERS POINT | BLDG 91 TANK BP49, BP50, BP51, BP51B, BP52 | Barbers Point Naval Air Station | HI | 96862 | U.S. DEPT OF THE NAVY |  | Barbers Point Naval Air Station | HI | 96862 | R-BP49 | 1943-04-22 | Permanently Out of Use | 1992-04-01 | 25000 | Other
9-102240 | NAVAL AIR STATION - BARBERS POINT | BLDG 91 TANK BP49, BP50, BP51, BP51B, BP52 | Barbers Point Naval Air Station | HI | 96862 | U.S. DEPT OF THE NAVY |  | Barbers Point Naval Air Station | HI | 96862 | R-BP51B | 1943-04-22 | Permanently Out of Use | 1996-09-18 | 25000 | Other
9-201509 | SCHOFIELD BARRACKS | BLDG 910 | Schofield Barracks | HI | 96857 | U.S. ARMY SUPPORT COMMAND, HAWAII DPW | BLDG 105, WHEELER ARMY AIRFIELD | Schofield Barracks | HI | 96857 | R-910-1 | 1982-05-06 | Permanently Out of Use | 1997-04-17 | 550 | Used Oil
9-103473 | SCHOFIELD BARRACKS | BLDG 911 | Schofield Barracks | HI | 96857 | U.S. ARMY SUPPORT COMMAND, HAWAII |  | Schofield Barracks | HI | 96857 | R-911-1 |  | Permanently Out of Use | 1998-12-02 | 1200 | Diesel
9-102585 | HICKAM AIR FORCE BASE | BLDG 922 9 WORTHINGTON PL | Hickam Air Force Base | HI | 96853 | U.S. AIR FORCE |  | Hickam Air Force Base | HI | 96853 | P-2 |  | Permanently Out of Use | 1994-02-18 | 280 | Diesel
9-102833 | U.S. ARMY MOTOR POOL WASH RACK - SCHOFIELD BARRACKS | BLDG 940 tank 946-1 | Schofield Barracks | HI | 96857 | 25TH ID (LIGHT) & USARHAW | ATTN: DPW, USAG-HI | Schofield Barracks | HI | 96857 | R-946-1 |  | Permanently Out of Use | 1996-07-12 | 550 | Used Oil
9-201507 | KAPALAMA MILITARY RESERVATION | BLDG 942 TANK 942-1, 942-2, 942-3 | Schofield Barracks | HI | 96786 | U.S. ARMY SUPPORT COMMAND, HAWAII DPW | BLDG 105, WHEELER ARMY AIRFIELD | Schofield Barracks | HI | 96786 | R-942-1 |  | Permanently Out of Use | 1989-01-01 | 2000 | Diesel
9-201507 | KAPALAMA MILITARY RESERVATION | BLDG 942 TANK 942-1, 942-2, 942-3 | Schofield Barracks | HI | 96786 | U.S. ARMY SUPPORT COMMAND, HAWAII DPW | BLDG 105, WHEELER ARMY AIRFIELD | Schofield Barracks | HI | 96786 | R-942-3 |  | Permanently Out of Use | 1987-05-01 | 3800 | Kerosene
9-201507 | KAPALAMA MILITARY RESERVATION | BLDG 942 TANK 942-1, 942-2, 942-3 | Schofield Barracks | HI | 96786 | U.S. ARMY SUPPORT COMMAND, HAWAII DPW | BLDG 105, WHEELER ARMY AIRFIELD | Schofield Barracks | HI | 96786 | R-942-2 |  | Permanently Out of Use | 1989-01-01 | 3000 | Gasoline
9-201511 | SCHOFIELD BARRACKS -- Vechile Maintenance Shop | BLDG 943 tank 943-1, 943-2 | Schofield Barracks | HI | 96857 | U.S. ARMY 25TH ID (L) & USARHAW | US ARMY SUPPORT COMMAND, HAWAII | Schofield Barracks | HI | 96857 | R-943-2 | 1966-01-01 | Permanently Out of Use | 1998-03-19 | 20000 | Gasoline
9-201511 | SCHOFIELD BARRACKS -- Vechile Maintenance Shop | BLDG 943 tank 943-1, 943-2 | Schofield Barracks | HI | 96857 | U.S. ARMY 25TH ID (L) & USARHAW | US ARMY SUPPORT COMMAND, HAWAII | Schofield Barracks | HI | 96857 | R-943-1 | 1966-05-06 | Permanently Out of Use | 1991-12-03 | 20000 | Diesel
9-102689 | SCHOFIELD BARRACKS | BLDG 955 Reilly Ave TANK 955-3 | Schofield Barracks | HI | 96857 | U.S. ARMY GARRISON-Hawaii | 947 Wright Ave, Bldg 104 WAAF | Schofield Barracks | HI | 96857 | r-955-2 | 1981-01-01 | Permanently out of Use | 2012-01-09 | 750 | Used Oil
9-102689 | SCHOFIELD BARRACKS | BLDG 955 Reilly Ave TANK 955-3 | Schofield Barracks | HI | 96857 | U.S. ARMY GARRISON-Hawaii | 947 Wright Ave, Bldg 104 WAAF | Schofield Barracks | HI | 96857 | r-955-1 |  | Permanently out of Use |  |  | Unknown
9-102689 | SCHOFIELD BARRACKS | BLDG 955 Reilly Ave TANK 955-3 | Schofield Barracks | HI | 96857 | U.S. ARMY GARRISON-Hawaii | 947 Wright Ave, Bldg 104 WAAF | Schofield Barracks | HI | 96857 | R-955-3 | 1983-01-01 | Permanently Out of Use | 1998-03-05 | 1000 | Used Oil
9-202045 | SCHOFIELD BARRACKS | BLDG 962 | Schofield Barracks | HI | 96857 | U.S. ARMY SUPPORT COMMAND, HAWAII DPW | BLDG 105, WHEELER ARMY AIRFIELD | Schofield Barracks | HI | 96857 | R-962-1 | 1985-05-06 | Permanently Out of Use | 1999-12-14 | 5000 | Other
9-202045 | SCHOFIELD BARRACKS | BLDG 962 | Schofield Barracks | HI | 96857 | U.S. ARMY SUPPORT COMMAND, HAWAII DPW | BLDG 105, WHEELER ARMY AIRFIELD | Schofield Barracks | HI | 96857 | R-962-2 | 1985-05-06 | Permanently Out of Use | 1996-04-04 | 5000 | Gasoline
9-102834 | U.S. ARMY OIL STORAGE FACILITY | BLDG 965 | Schofield Barracks | HI | 96857 | U.S. ARMY GARRISON | DIRECTORATE OF PUBLIC WORKS ENVIRONMENTAL SECTION | Schofield Barracks | HI | 96857 | R-965-1 |  | Permanently Out of Use | 1996-04-26 | 550 | Used Oil
9-102835 | SCHOFIELD BARRACKS - VEHICLE MAINT. SHOP | BLDG 968, TANK 968-1 AND 968-2 | Schofield Barracks | HI | 96857 | 25TH ID (LIGHT) & USARHAW | ATTN: DPW, USAG-HI | Schofield Barracks | HI | 96857 | R-968-1 |  | Permanently Out of Use | 2000-01-03 | 1500 | Used Oil
9-102245 | NAVAL AIR STATION - BARBERS POINT | BLDG 972 TANK BP54, BP55 | Barbers Point Naval Air Station | HI | 96862 | U.S. DEPT OF THE NAVY |  | Barbers Point Naval Air Station | HI | 96862 | r-BP54 | 1958-04-21 | Permanently Out of Use | 1996-09-23 | 2500 | Diesel
9-102245 | NAVAL AIR STATION - BARBERS POINT | BLDG 972 TANK BP54, BP55 | Barbers Point Naval Air Station | HI | 96862 | U.S. DEPT OF THE NAVY |  | Barbers Point Naval Air Station | HI | 96862 | R-BP55 | 1958-04-21 | Permanently Out of Use | 1996-09-23 | 2500 | Diesel
9-202044 | SCHOFIELD BARRACKS | BLDG 974, TANK 974-1, 974-2 | Schofield Barracks | HI | 96857 | U.S. ARMY 25TH ID (L) & USARHAW | US ARMY SUPPORT COMMAND, HAWAII | Schofield Barracks | HI | 96857 | R-974-1 | 1985-05-06 | Permanently Out of Use | 1998-03-25 | 5000 | Diesel
9-202044 | SCHOFIELD BARRACKS | BLDG 974, TANK 974-1, 974-2 | Schofield Barracks | HI | 96857 | U.S. ARMY 25TH ID (L) & USARHAW | US ARMY SUPPORT COMMAND, HAWAII | Schofield Barracks | HI | 96857 | R-974-2 | 1985-05-06 | Permanently Out of Use | 1996-10-10 | 5000 | Gasoline
9-102556 | SCHOFIELD BARRACKS | BLDG 980 TANK 980-1 980-2 / CAPRON AVE | Schofield Barracks | HI | 96857 | U.S. ARMY GARRISON-Hawaii | 947 Wright Ave, Bldg 104 WAAF | Schofield Barracks | HI | 96857 | R-980-2 |  | Permanently Out of Use | 1994-01-20 | 500 | Used Oil
9-102556 | SCHOFIELD BARRACKS | BLDG 980 TANK 980-1 980-2 / CAPRON AVE | Schofield Barracks | HI | 96857 | U.S. ARMY GARRISON-Hawaii | 947 Wright Ave, Bldg 104 WAAF | Schofield Barracks | HI | 96857 | R-980-1 |  | Permanently Out of Use | 1994-01-20 | 1000 | Used Oil
9-102556 | SCHOFIELD BARRACKS | BLDG 980 TANK 980-1 980-2 / CAPRON AVE | Schofield Barracks | HI | 96857 | U.S. ARMY GARRISON-Hawaii | 947 Wright Ave, Bldg 104 WAAF | Schofield Barracks | HI | 96857 | r-980 | 1994-01-01 | Permanently out of Use | 2012-01-10 | 750 | Used Oil
9-102919 | SCHOFIELD BARRACKS | BLDG 985 tank 985-1, 985-2 985-3 | Schofield Barracks | HI | 96857 | U.S. ARMY 25TH ID (L) & USARHAW | US ARMY SUPPORT COMMAND, HAWAII | Schofield Barracks | HI | 96857 | R-985-1 |  | Permanently Out of Use | 1998-11-18 | 5000 | Diesel
9-102919 | SCHOFIELD BARRACKS | BLDG 985 tank 985-1, 985-2 985-3 | Schofield Barracks | HI | 96857 | U.S. ARMY 25TH ID (L) & USARHAW | US ARMY SUPPORT COMMAND, HAWAII | Schofield Barracks | HI | 96857 | R-985-2 |  | Permanently Out of Use | 1996-04-01 | 12000 | Gasoline
9-102919 | SCHOFIELD BARRACKS | BLDG 985 tank 985-1, 985-2 985-3 | Schofield Barracks | HI | 96857 | U.S. ARMY 25TH ID (L) & USARHAW | US ARMY SUPPORT COMMAND, HAWAII | Schofield Barracks | HI | 96857 | R-985-3 |  | Permanently Out of Use | 1996-04-01 | 12000 | Diesel
9-102050 | HICKAM AIR FORCE BASE | BLDG 986 THIRD ST | Hickam Air Force Base | HI | 96853 | U.S. AIR FORCE |  | Hickam Air Force Base | HI | 96853 | R-M-986A | 1956-05-07 | Permanently Out of Use | 1996-02-08 | 15000 | Diesel
9-102050 | HICKAM AIR FORCE BASE | BLDG 986 THIRD ST | Hickam Air Force Base | HI | 96853 | U.S. AIR FORCE |  | Hickam Air Force Base | HI | 96853 | R-M-986C | 1956-05-07 | Permanently Out of Use | 1996-03-25 | 15000 | Diesel
9-102050 | HICKAM AIR FORCE BASE | BLDG 986 THIRD ST | Hickam Air Force Base | HI | 96853 | U.S. AIR FORCE |  | Hickam Air Force Base | HI | 96853 | R-M-986D | 1956-05-07 | Permanently Out of Use | 1996-03-25 | 15000 | Diesel
9-102050 | HICKAM AIR FORCE BASE | BLDG 986 THIRD ST | Hickam Air Force Base | HI | 96853 | U.S. AIR FORCE |  | Hickam Air Force Base | HI | 96853 | R-986E | 1956-12-30 | Permanently Out of Use | 1996-02-08 | 500 | Used Oil
9-102050 | HICKAM AIR FORCE BASE | BLDG 986 THIRD ST | Hickam Air Force Base | HI | 96853 | U.S. AIR FORCE |  | Hickam Air Force Base | HI | 96853 | R-986B | 1956-05-07 | Permanently Out of Use | 1996-02-08 | 15000 | Diesel
9-103010 | HICKAM AIR FORCE BASE | BLDG 988 | Hickam Air Force Base | HI | 96853 | ALSCOM INC. | 210 EAST BLUFF / MP 288 | Hickam Air Force Base | HI | 96853 | R-1 |  | Permanently Out of Use | 1995-01-12 | 550 | Diesel
9-102836 | U.S. ARMY VEHICLE MAINT. SHOP | Bldg 990 TANK 990-1, 991-1, 992-1 Capron Ave | Schofield Barracks | HI | 96857 | U.S. ARMY GARRISON-Hawaii | 947 Wright Ave, Bldg 104 WAAF | Schofield Barracks | HI | 96857 | r-990-1 |  | Permanently out of Use | 2012-01-17 | 1000 | Used Oil
9-102836 | U.S. ARMY VEHICLE MAINT. SHOP | Bldg 990 TANK 990-1, 991-1, 992-1 Capron Ave | Schofield Barracks | HI | 96857 | U.S. ARMY GARRISON-Hawaii | 947 Wright Ave, Bldg 104 WAAF | Schofield Barracks | HI | 96857 | R-992-1 |  | Permanently Out of Use | 1997-04-10 | 500 | Used Oil
9-202043 | SCHOFIELD BARRACKS | BLDG 996 | Schofield Barracks | HI | 96857 | U.S. ARMY 25TH ID (L) & USARHAW | US ARMY SUPPORT COMMAND, HAWAII | Schofield Barracks | HI | 96857 | R-996-2 | 1985-05-06 | Permanently Out of Use | 1998-11-23 | 5000 | Diesel
9-202043 | SCHOFIELD BARRACKS | BLDG 996 | Schofield Barracks | HI | 96857 | U.S. ARMY 25TH ID (L) & USARHAW | US ARMY SUPPORT COMMAND, HAWAII | Schofield Barracks | HI | 96857 | R-996-1 | 1985-05-06 | Permanently Out of Use | 1994-01-28 | 5000 | Gasoline
9-202043 | SCHOFIELD BARRACKS | BLDG 996 | Schofield Barracks | HI | 96857 | U.S. ARMY 25TH ID (L) & USARHAW | US ARMY SUPPORT COMMAND, HAWAII | Schofield Barracks | HI | 96857 | R-996-3 | 1994-02-01 | Permanently Out of Use | 1996-04-03 | 1000 | Gasoline
9-102255 | NAVAL AIR STATION - BARBERS POINT | BLDG 9999 OR S81 TANK BP80 | Barbers Point Naval Air Station | HI | 96862 | U.S. DEPT OF THE NAVY |  | Barbers Point Naval Air Station | HI | 96862 | R-BP80 |  | Permanently Out of Use |  | 40000 | Not Listed
9-102388 | NAVAL STATION - PEARL HARBOR | BLDG A19 TANK 29 | Pearl Harbor | HI | 96860 | US NAVY - COMNAVREG - HI | 517 RUSSELL AVE, SUITE 110 | Pearl Harbor | HI | 96860 | R-29 | 1969-05-01 | Permanently Out of Use | 1993-07-16 | 500 | Gasoline
9-103547 | HICKAM AIR FORCE BASE | BLDG AEC AREA TANK 3214A, 3214B, 3214C | Hickam Air Force Base | HI | 96853 | U.S. AIR FORCE |  | Hickam Air Force Base | HI | 96853 | r-3214-A |  | Permanently out of Use | 2001-08-01 | 3200 | Used Oil
9-103197 | NAVAL STATION - PEARL HARBOR - BISHOP POINT | Bldg B17 Tanks 88 & 89 | Pearl Harbor | HI | 96860 | US NAVY - COMNAVREG - HI | 517 RUSSELL AVE, SUITE 110 | Pearl Harbor | HI | 96860 | R-89 |  | Permanently Out of Use | 1996-11-19 | 1000 | Diesel
9-103197 | NAVAL STATION - PEARL HARBOR - BISHOP POINT | Bldg B17 Tanks 88 & 89 | Pearl Harbor | HI | 96860 | US NAVY - COMNAVREG - HI | 517 RUSSELL AVE, SUITE 110 | Pearl Harbor | HI | 96860 | R-88 |  | Permanently Out of Use | 1996-11-19 | 850 | Gasoline
9-102624 | NAVAL STATION PEARL HARBOR | Bldg B-7 Tank 46 | Pearl Harbor | HI | 96860 | US NAVY - COMNAVREG - HI | 517 RUSSELL AVE, SUITE 110 | Pearl Harbor | HI | 96860 | R-M-46 |  | Permanently Out of Use | 1993-10-05 | 2000 | Diesel
9-101474 | NAVAL STATION - PEARL HARBOR | BLDG F5 TANK 76, 77 | Pearl Harbor | HI | 96860 | US NAVY - COMNAVREG - HI | 517 RUSSELL AVE, SUITE 110 | Pearl Harbor | HI | 96860 | R-77 |  | Permanently Out of Use |  | 6000 | Gasoline
9-101474 | NAVAL STATION - PEARL HARBOR | BLDG F5 TANK 76, 77 | Pearl Harbor | HI | 96860 | US NAVY - COMNAVREG - HI | 517 RUSSELL AVE, SUITE 110 | Pearl Harbor | HI | 96860 | R-76 |  | Permanently Out of Use |  | 6000 | Gasoline
9-103019 | USMC - KMCAS | BLDG KB-99 | Kaneohe Marine Corps Base | HI | 96863 | U.S. MARINE CORPS BASE HAWAII | Facilities Department Box 63002 | Kaneohe Marine Corps Base | HI | 96863 | R-KB99 | 1986-12-30 | Permanently Out of Use | 1994-09-30 | 500 | Used Oil
9-100753 | NAVAL STATION - FORD ISLAND | BLDG PIER F-10 TANK 73, 74 | Pearl Harbor | HI | 96860 | US NAVY - COMNAVREG - HI | 517 RUSSELL AVE, SUITE 110 | Pearl Harbor | HI | 96860 | R-74 | 1942-12-30 | Permanently Out of Use | 1997-01-28 | 6000 | Gasoline
9-100753 | NAVAL STATION - FORD ISLAND | BLDG PIER F-10 TANK 73, 74 | Pearl Harbor | HI | 96860 | US NAVY - COMNAVREG - HI | 517 RUSSELL AVE, SUITE 110 | Pearl Harbor | HI | 96860 | R-73 | 1942-12-30 | Permanently Out of Use | 1997-01-28 | 6000 | Gasoline
9-103201 | NAVAL AIR STATION - FORD ISLAND | BLDG PIER F-9 TANKS 83 & 84 | Pearl Harbor | HI | 96860 | US NAVY - COMNAVREG - HI | 517 RUSSELL AVE, SUITE 110 | Pearl Harbor | HI | 96860 | R-83 |  | Permanently Out of Use | 1996-12-06 | 6000 | Mixture
9-103201 | NAVAL AIR STATION - FORD ISLAND | BLDG PIER F-9 TANKS 83 & 84 | Pearl Harbor | HI | 96860 | US NAVY - COMNAVREG - HI | 517 RUSSELL AVE, SUITE 110 | Pearl Harbor | HI | 96860 | R-84 |  | Permanently Out of Use | 1996-12-16 | 6000 | Mixture
9-102338 | NAVY PUBLIC WORKS CENTER | BLDG S-11 TANK 29 | Pearl Harbor | HI | 96860 | US NAVY - COMNAVREG - HI | 850 Ticonderoga Street, suite 110 | Pearl Harbor | HI | 96860 | R-29 | 1941-04-28 | Permanently Out of Use | 1993-11-23 | 2500 | Gasoline
9-102343 | NAVY PUBLIC WORKS CENTER | BLDG S-238 TANK 39 | Pearl Harbor | HI | 96860 | US NAVY - COMNAVREG - HI | 850 Ticonderoga Street, suite 110 | Pearl Harbor | HI | 96860 | R-39 | 1966-04-28 | Permanently Out of Use | 1993-12-01 | 3200 | Gasoline
9-102396 | NAVAL STATION - PEARL HARBOR | BLDG S240 TANK 39 | Pearl Harbor | HI | 96860 | US NAVY - COMNAVREG - HI | 517 RUSSELL AVE, SUITE 110 | Pearl Harbor | HI | 96860 | R-39 | 1967-05-02 | Permanently Out of Use | 1993-09-28 | 3500 | Diesel
9-202788 | NAVAL SUPPLY CENTER - EWA JUNCTION | BLDG S-26 TANK 2 | Pearl Harbor | HI | 96860 | ESTATE OF JAMES CAMPBELL | 1001 KAMOKILA BOULEVARD | Pearl Harbor | HI | 96860 | 2 |  | Permanently Out of Use |  |  | Not Listed
9-202787 | NAVAL SUPPLY CENTER - EWA JUNCTION | BLDG S-27 TANK 1 | Pearl Harbor | HI | 96860 | ESTATE OF JAMES CAMPBELL | 1001 KAMOKILA BOULEVARD | Pearl Harbor | HI | 96860 | 1 |  | Permanently Out of Use |  |  | Not Listed
9-100995 | NAVAL AIR STATION - FORD ISLAND | BLDG S294 TANK 78, 79, 80, 81, 82 | Pearl Harbor | HI | 96860 | US NAVY - COMNAVREG - HI | 517 RUSSELL AVE, SUITE 110 | Pearl Harbor | HI | 96860 | R-82 | 1942-04-21 | Permanently Out of Use | 1997-01-10 | 5000 | Gasoline
9-100995 | NAVAL AIR STATION - FORD ISLAND | BLDG S294 TANK 78, 79, 80, 81, 82 | Pearl Harbor | HI | 96860 | US NAVY - COMNAVREG - HI | 517 RUSSELL AVE, SUITE 110 | Pearl Harbor | HI | 96860 | R-81 | 1942-04-21 | Permanently Out of Use | 1997-01-10 | 5000 | Other
9-100995 | NAVAL AIR STATION - FORD ISLAND | BLDG S294 TANK 78, 79, 80, 81, 82 | Pearl Harbor | HI | 96860 | US NAVY - COMNAVREG - HI | 517 RUSSELL AVE, SUITE 110 | Pearl Harbor | HI | 96860 | R-80 | 1942-04-21 | Permanently Out of Use | 1997-01-08 | 5000 | Gasoline
9-100995 | NAVAL AIR STATION - FORD ISLAND | BLDG S294 TANK 78, 79, 80, 81, 82 | Pearl Harbor | HI | 96860 | US NAVY - COMNAVREG - HI | 517 RUSSELL AVE, SUITE 110 | Pearl Harbor | HI | 96860 | R-79 | 1942-04-21 | Permanently Out of Use | 1997-01-08 | 5000 | Gasoline
9-100995 | NAVAL AIR STATION - FORD ISLAND | BLDG S294 TANK 78, 79, 80, 81, 82 | Pearl Harbor | HI | 96860 | US NAVY - COMNAVREG - HI | 517 RUSSELL AVE, SUITE 110 | Pearl Harbor | HI | 96860 | R-78 | 1942-04-21 | Permanently Out of Use | 1997-01-08 | 5000 | Used Oil
9-102397 | NAVAL STATION - PEARL HARBOR | BLDG S43 TANK 40 | Pearl Harbor | HI | 96860 | US NAVY - COMNAVREG - HI | 517 RUSSELL AVE, SUITE 110 | Pearl Harbor | HI | 96860 | R-40-1 | 1968-05-01 | Permanently Out of Use | 1993-09-28 | 500 | Diesel
9-102397 | NAVAL STATION - PEARL HARBOR | BLDG S43 TANK 40 | Pearl Harbor | HI | 96860 | US NAVY - COMNAVREG - HI | 517 RUSSELL AVE, SUITE 110 | Pearl Harbor | HI | 96860 | R-40-2 | 1968-05-01 | Permanently Out of Use | 1993-09-28 | 500 | Diesel
9-102677 | NAVY PUBLIC WORKS CENTER | BLDG S71 TANK 106 / WAIAWA - WATER PUMP STATION | Pearl Harbor | HI | 96860 | US NAVY - COMNAVREG - HI | 850 Ticonderoga Street, suite 110 | Pearl Harbor | HI | 96860 | R-106 | 1977-05-30 | Permanently Out of Use | 1993-09-22 | 500 | Gasoline
9-102334 | NAVY PUBLIC WORKS CENTER | BLDG S884, TANK 20 | Pearl Harbor | HI | 96860 | US NAVY - COMNAVREG - HI | 850 Ticonderoga Street, suite 110 | Pearl Harbor | HI | 96860 | R-20 | 1955-04-28 | Permanently Out of Use | 1993-07-22 | 2000 | Gasoline
9-102326 | NAVY PUBLIC WORKS CENTER | BLDG SX 30 TANK 2, 3, 103, 104 | Pearl Harbor | HI | 96860 | US Navy - Commandar Navy Region Hawaii | 850 Ticonderoga Street, Suite 110 | Pearl Harbor | HI | 96860 | R-PW-3 | 1945-04-28 | Permanently Out of Use | 1993-09-21 | 5000 | Gasoline
9-102326 | NAVY PUBLIC WORKS CENTER | BLDG SX 30 TANK 2, 3, 103, 104 | Pearl Harbor | HI | 96860 | US Navy - Commandar Navy Region Hawaii | 850 Ticonderoga Street, Suite 110 | Pearl Harbor | HI | 96860 | R-PW-2 | 1945-04-28 | Permanently Out of Use | 1993-09-16 | 2000 | Diesel
9-102326 | NAVY PUBLIC WORKS CENTER | BLDG SX 30 TANK 2, 3, 103, 104 | Pearl Harbor | HI | 96860 | US Navy - Commandar Navy Region Hawaii | 850 Ticonderoga Street, Suite 110 | Pearl Harbor | HI | 96860 | 104 | 1988-05-30 | Permanently out of Use | 2013-10-24 | 8000 | Diesel
9-102326 | NAVY PUBLIC WORKS CENTER | BLDG SX 30 TANK 2, 3, 103, 104 | Pearl Harbor | HI | 96860 | US Navy - Commandar Navy Region Hawaii | 850 Ticonderoga Street, Suite 110 | Pearl Harbor | HI | 96860 | 103 | 1988-05-30 | Permanently out of Use | 2013-10-24 | 8000 | Gasoline
9-602807 | U.S. ARMY BRANCH EXCHANGE- POHAKULOA TRAINING AREA | BLDG T-102 | Paauilo | HI | 96776 | U.S. ARMY 25TH ID (L) & USARHAW | US ARMY SUPPORT COMMAND, HAWAII | Paauilo | HI | 96776 | R-102-2 | 1960-01-01 | Permanently Out of Use | 1998-04-22 | 2000 | Gasoline
9-602807 | U.S. ARMY BRANCH EXCHANGE- POHAKULOA TRAINING AREA | BLDG T-102 | Paauilo | HI | 96776 | U.S. ARMY 25TH ID (L) & USARHAW | US ARMY SUPPORT COMMAND, HAWAII | Paauilo | HI | 96776 | R-102-1 | 1960-01-01 | Permanently Out of Use | 1998-04-22 | 2000 | Gasoline
9-603074 | U.S. ARMY DINING FACILITY - POHAKULOA TRAINING AREA | BLDG T-186 | Paauilo | HI | 96776 | U.S. ARMY SUPPORT COMMAND, HAWAII DPW | BLDG 105, WHEELER ARMY AIRFIELD | Paauilo | HI | 96776 | R-T-186 |  | Permanently Out of Use | 1994-05-17 | 250 | Diesel
9-102399 | HICKAM AIR FORCE BASE | BLDG T-3459 BOAT HARBOR | Hickam Air Force Base | HI | 96853 | U.S. AIR FORCE |  | Hickam Air Force Base | HI | 96853 | R-1 | 1964-05-07 | Permanently Out of Use | 1991-01-01 | 500 | Diesel
9-103016 | HICKAM AIR FORCE BASE | BLDG T511A AND T511B TANK 5, 6, 511A | Hickam Air Force Base | HI | 96853 | U.S. AIR FORCE |  | Hickam Air Force Base | HI | 96853 | 511A | 1945-01-01 | Permanently Out of Use |  | 1000 | Not Listed
9-101051 | PUNAMANO AIR FORCE STATION | BLDG T-78 | Kahuku | HI | 96731 | U.S. AIR FORCE |  | Kahuku | HI | 96731 | R-T78A |  | Permanently Out of Use | 1992-11-17 | 500 | Diesel
9-101051 | PUNAMANO AIR FORCE STATION | BLDG T-78 | Kahuku | HI | 96731 | U.S. AIR FORCE |  | Kahuku | HI | 96731 | R-T-78-3 |  | Permanently Out of Use | 1993-04-01 | 4000 | Diesel
9-101051 | PUNAMANO AIR FORCE STATION | BLDG T-78 | Kahuku | HI | 96731 | U.S. AIR FORCE |  | Kahuku | HI | 96731 | R-T78B |  | Permanently Out of Use | 1992-11-17 | 500 | Diesel
9-201502 | HELEMANO MILITARY RESERVATION | BLDGS 222-1 222-2 | Schofield Barracks | HI | 96786 | U.S. ARMY SUPPORT COMMAND, HAWAII DPW | BLDG 105, WHEELER ARMY AIRFIELD | Schofield Barracks | HI | 96786 | r-222-2 | 1979-01-01 | Permanently out of Use | 2000-07-13 | 5000 | Other
9-201502 | HELEMANO MILITARY RESERVATION | BLDGS 222-1 222-2 | Schofield Barracks | HI | 96786 | U.S. ARMY SUPPORT COMMAND, HAWAII DPW | BLDG 105, WHEELER ARMY AIRFIELD | Schofield Barracks | HI | 96786 | R-222-1 | 1979-01-01 | Permanently Out of Use | 1997-04-17 | 5000 | Gasoline
9-103920 | Bowen Park | Bowen Park | Schofield Barracks | HI | 96857 | Directorate Of Public Works | 948 Santos Dumont Avenue, Bldg 105 | Schofield Barracks | HI | 96857 | r-1 |  | Permanently out of Use | 2013-09-10 | 560
9-103920 | Bowen Park | Bowen Park | Schofield Barracks | HI | 96857 | Directorate Of Public Works | 948 Santos Dumont Avenue, Bldg 105 | Schofield Barracks | HI | 96857 | r-2 |  | Permanently out of Use | 2013-09-10 | 560 | Used Oil
9-103920 | Bowen Park | Bowen Park | Schofield Barracks | HI | 96857 | Directorate Of Public Works | 948 Santos Dumont Avenue, Bldg 105 | Schofield Barracks | HI | 96857 | r-3 |  | Permanently out of Use | 2013-09-10 | 560 | Other
9-100972 | NAVY PUBLICATIONS & PRINTING SVC | BOX 126 / BLDG 550 | Pearl Harbor | HI | 96860 | NAVY PUBLICATIONS & PRINTING SVC | P.O. BOX 126 / BLDG 550 | Pearl Harbor | HI | 96860 | R-1 | 1946-01-06 | Permanently Out of Use | 1995-06-23 | 550 | Diesel
9-100990 | NAVAL OCEAN PROCESSING FACILITY | BOX 1395, FORD ISLAND NS 77-1, 77-2, 77-3 | Pearl Harbor | HI | 96860 | NAVAL STATION PEARL HARBOR | BOX 21 | Pearl Harbor | HI | 96860 | R-3 | 1977-04-30 | Permanently Out of Use | 1996-01-15 | 4000 | Diesel
9-100990 | NAVAL OCEAN PROCESSING FACILITY | BOX 1395, FORD ISLAND NS 77-1, 77-2, 77-3 | Pearl Harbor | HI | 96860 | NAVAL STATION PEARL HARBOR | BOX 21 | Pearl Harbor | HI | 96860 | R-1 | 1977-04-30 | Permanently Out of Use | 1996-01-15 | 4000 | Diesel
9-100990 | NAVAL OCEAN PROCESSING FACILITY | BOX 1395, FORD ISLAND NS 77-1, 77-2, 77-3 | Pearl Harbor | HI | 96860 | NAVAL STATION PEARL HARBOR | BOX 21 | Pearl Harbor | HI | 96860 | R-2 | 1977-04-30 | Permanently Out of Use | 1996-01-15 | 4000 | Diesel
9-100968 | SHORE INTERMEDIATE MAINT. ACT. | BOX 141 | Pearl Harbor | HI | 96860 | SHORE INTERMEDIATE MAINT. ACT. | P.O. BOX 141 | Pearl Harbor | HI | 96860 | R-1 | 1984-02-27 | Permanently Out of Use | 1991-09-20 | 10000 | Diesel
9-601920 | U.S. COAST GUARD LORAN STATION | BOX 2 | Hawi | HI | 96719 | U.S. FOURTEENTH COAST GUARD DIST | 300 ALA MOANA BOULEVARD | Hawi | HI | 96719 | R-001 | 1960-02-12 | Permanently Out of Use | 1990-04-16 | 3000 | Gasoline
9-601305 | ISAMI OKUNAMI | BOX 435 | Honokaa | HI | 96727 | ISAMI OKUNAMI | P.O. BOX 435 | Honokaa | HI | 96727 | 9601305 |  | Permanently Out of Use | 1986-05-01 |  | Not Listed
9-601305 | ISAMI OKUNAMI | BOX 435 | Honokaa | HI | 96727 | ISAMI OKUNAMI | P.O. BOX 435 | Honokaa | HI | 96727 | 1 | 1980-05-20 | Permanently Out of Use |  | 1000 | Gasoline
9-701789 | MURRAY AIR LTD. | BOX 801 | Lihue | HI | 96766 | MURRAY AIR LTD. | P.O. BOX 801 | Lihue | HI | 96766 | R-1 | 1969-02-15 | Permanently Out of Use | 1990-02-15 | 6250 | Gasoline
9-601794 | former Hawaii Pacific Aviation | BRIG RD GATE 34 | Hilo | HI | 96720 | HAWAII PACIFIC AVIATION | C/O DEPT OF TRANSPORTATION AIRPORTS DIVISION 400 RODGERS B | Hilo | HI | 96720 | R-1 | 1982-02-14 | Permanently Out of Use | 1997-02-21 | 3000 | Gasoline
9-601794 | former Hawaii Pacific Aviation | BRIG RD GATE 34 | Hilo | HI | 96720 | HAWAII PACIFIC AVIATION | C/O DEPT OF TRANSPORTATION AIRPORTS DIVISION 400 RODGERS B | Hilo | HI | 96720 | R-2 | 1982-02-14 | Permanently Out of Use | 1997-02-21 | 3000 | Gasoline
9-601794 | former Hawaii Pacific Aviation | BRIG RD GATE 34 | Hilo | HI | 96720 | HAWAII PACIFIC AVIATION | C/O DEPT OF TRANSPORTATION AIRPORTS DIVISION 400 RODGERS B | Hilo | HI | 96720 | R-3 | 1982-02-14 | Permanently Out of Use | 1997-02-21 | 3000 | Gasoline
9-103002 | FORT ARMSTRONG PARKING LOT (MOTORPOOL) | BUFORD AND PLEASANTON AVE | Honolulu | HI | 96813 | U.S. GENERAL SERVICES ADMINISTRATION | PJKK FEDERAK BLDG & COURTHOUSE 300 ALA MOANA BLVD. RM 3-119 | Honolulu | HI | 96813 | R-2 | 1982-01-01 | Permanently Out of Use | 1995-01-25 | 12000 | Gasoline
9-103002 | FORT ARMSTRONG PARKING LOT (MOTORPOOL) | BUFORD AND PLEASANTON AVE | Honolulu | HI | 96813 | U.S. GENERAL SERVICES ADMINISTRATION | PJKK FEDERAK BLDG & COURTHOUSE 300 ALA MOANA BLVD. RM 3-119 | Honolulu | HI | 96813 | R-1 | 1969-01-01 | Permanently Out of Use | 1995-01-18 | 4000 | Gasoline
9-103236 | SADAO MINAMI | c/o MINAMI BOEKI CO., LTD 4505 KAHALA AVE | Honolulu | HI | 96816 | SADAO MINAMI | C/O MAINAMI BOEKI CO., LTD / 4505 KAHALA AVE | Honolulu | HI | 96816 | R-I-1 | 1988-03-14 | Permanently out of Use | 2006-10-28 | 8000 | Gasoline
9-202769 | HOUSING FINANCE AND DEVELOPMENT | CALIFORNIA AVE | Schofield Barracks | HI | 96786 | STATE DB&F - HOUSING FINANCE & DEVELOPMENT CORP |  | Schofield Barracks | HI | 96786 | R-2 |  | Permanently Out of Use |  | 4000 | Gasoline
9-202769 | HOUSING FINANCE AND DEVELOPMENT | CALIFORNIA AVE | Schofield Barracks | HI | 96786 | STATE DB&F - HOUSING FINANCE & DEVELOPMENT CORP |  | Schofield Barracks | HI | 96786 | R-1 |  | Permanently Out of Use |  | 550 | Gasoline
9-202167 | WAHIAWA CENTER II | CALIFORNIA ST | Schofield Barracks | HI | 96786 | LONGS DRUGS INC. | Address Unknown | Schofield Barracks | HI | 96786 | R-2 |  | Permanently Out of Use | 1989-09-05 | 10000 | Gasoline
9-202167 | WAHIAWA CENTER II | CALIFORNIA ST | Schofield Barracks | HI | 96786 | LONGS DRUGS INC. | Address Unknown | Schofield Barracks | HI | 96786 | R-1 |  | Permanently Out of Use | 1989-09-05 | 7500 | Diesel
9-103876 | Kaena Community Center | Capenter Street kolekole Street | Schofield Barracks | HI | 96857 | US Army Garrison Hawaii DPW - Environmental Div | 975 Wright Ave. | Schofield Barracks | HI | 96857 | r-1 |  | Permanently out of Use | 2009-03-23 | 550
9-103876 | Kaena Community Center | Capenter Street kolekole Street | Schofield Barracks | HI | 96857 | Actus Lend Lease | 215 Duck Road BLdg 950 | Schofield Barracks | HI | 96857 | r-1 |  | Permanently out of Use | 2009-03-23 | 550
9-102892 | U.S. ARMY ENGINEERING DIVISION | CEPOD-ED-H, BLDG 230 | Fort Shafter | HI | 96858 | U.S. ARMY ENGINEERING DIVISION | CEPOD-ED-H, BLDG 230 | Fort Shafter | HI | 96858 | R-1 |  | Permanently Out of Use |  | 300 | Not Listed
9-102704 | SHELLY MAZDA SERVICE AREA | CHAPIN ST | Honolulu | HI | 96800 | UNDETERMINED AT THIS TIME | Address Unknown | Honolulu | HI | 96800 | R-2 |  | Permanently Out of Use |  |  | Not Listed
9-102704 | SHELLY MAZDA SERVICE AREA | CHAPIN ST | Honolulu | HI | 96800 | UNDETERMINED AT THIS TIME | Address Unknown | Honolulu | HI | 96800 | R-3 |  | Permanently Out of Use |  |  | Not Listed
9-103358 | USMC- MARINE BASE CORPS HAWAII | COMBAT VEHICLE MAINTENANCE BLDG 6030 TANK# 119, 120 | Kaneohe | HI | 96744 | U.S. MARINE CORPS BASE HAWAII | Facilities Department Box 63002 | Kaneohe | HI | 96744 | r-119 | 1989-12-01 | Permanently out of Use | 2012-12-11 | 4000 | Gasoline
9-103358 | USMC- MARINE BASE CORPS HAWAII | COMBAT VEHICLE MAINTENANCE BLDG 6030 TANK# 119, 120 | Kaneohe | HI | 96744 | U.S. MARINE CORPS BASE HAWAII | Facilities Department Box 63002 | Kaneohe | HI | 96744 | r-120 | 1989-12-01 | Permanently out of Use | 2012-12-11 | 12000 | Other
9-103785 | Future Honolulu Ford Property | Corner of Houghtailing and King st | Honolulu | HI | 96819 | Honolulu Ford | 7-11 Ala Moana Blvd | Honolulu | HI | 96819 | r-1 |  | Permanently Out of Use | 2004-08-10 | 1000 | Diesel
9-103856 | Kaena Neighborhood | corner of Lyman Road | Schofield Barracks | HI | 96857 | Actus Lend Lease | 215 Duck Road BLdg 950 | Schofield Barracks | HI | 96857 | r-1 |  | Permanently out of Use | 2008-01-25 | 550 | Unknown
9-102464 | HARBOR COURT PROJECT | CORNER OF QUEEN AND BETHEL ST | Honolulu | HI | 96800 | HARBOUR COURT DEVELOPERS | C/O MCCORMICK PROPERTIES / 841 BISHOP ST, PENTHOUSE | Honolulu | HI | 96800 | R-1 |  | Permanently Out of Use |  | 750 | Not Listed
9-202720 | EWA VILLAGE PROJECT | CORNER OF RENTON RD X TENNY RD | Ewa Beach | HI | 96706 | C&C OF HNL - DEPT OF HOUSING AND COMM DEVELOPMENT | 650 SOUTH KING ST, 5TH FLOOR | Ewa Beach | HI | 96706 | R-1 |  | Permanently Out of Use | 1993-07-30 | 9000 | Heating Oil
9-202720 | EWA VILLAGE PROJECT | CORNER OF RENTON RD X TENNY RD | Ewa Beach | HI | 96706 | C&C OF HNL - DEPT OF HOUSING AND COMM DEVELOPMENT | 650 SOUTH KING ST, 5TH FLOOR | Ewa Beach | HI | 96706 | R-2 |  | Permanently Out of Use | 1993-08-30 | 2000 | Gasoline
9-202720 | EWA VILLAGE PROJECT | CORNER OF RENTON RD X TENNY RD | Ewa Beach | HI | 96706 | C&C OF HNL - DEPT OF HOUSING AND COMM DEVELOPMENT | 650 SOUTH KING ST, 5TH FLOOR | Ewa Beach | HI | 96706 | R-3 |  | Permanently Out of Use | 1993-08-30 | 2000 | Gasoline
9-601941 | WAIKOLOA VILLAGE STORE | CORNER OF WAIKOLOA RD & PUA MELIA ST | Waikoloa | HI | 96738 | WAIKOLOA LAND & CATTLE CO. | BOX 105 WAIKOLOA BEACH DRIVE | Waikoloa | HI | 96738 | R-1 | 1976-01-15 | Permanently Out of Use | 1992-08-11 | 2000 | Gasoline
9-601941 | WAIKOLOA VILLAGE STORE | CORNER OF WAIKOLOA RD & PUA MELIA ST | Waikoloa | HI | 96738 | WAIKOLOA LAND & CATTLE CO. | BOX 105 WAIKOLOA BEACH DRIVE | Waikoloa | HI | 96738 | R-2 | 1976-01-15 | Permanently Out of Use | 1992-08-11 | 2000 | Gasoline
9-600450 | HAMAKUA BASE YARD | COUNTY BASEYARD ACCESS RD 45-3386 MAMANE ST | Honokaa | HI | 96727 | COUNTY OF HAWAII | 25 AUPUNI ST | Honokaa | HI | 96727 | R-1 | 1975-05-02 | Permanently Out of Use | 1993-08-16 | 1000 | Gasoline
9-600451 | HAWAII COUNTY WAIMEA BASE YARD | COUNTY RUBBISH DUMP RD | Kamuela | HI | 96743 | COUNTY OF HAWAII | 25 AUPUNI ST | Kamuela | HI | 96743 | R-1 | 1975-05-02 | Permanently Out of Use | 1995-04-18 | 5000 | Other
9-501296 | HALEAKALA NATIONAL PARK | CRATER DISTRICT / MILE 11, PARK RD | Makawao | HI | 96768 | U.S. DEPARTMENT OF INTERIOR NATIONAL PARK SERVICES | HALEAKALA NATIONAL PARK / P.O. BOX 369 | Makawao | HI | 96768 | R-6 |  | Permanently Out of Use |  | 600 | Diesel
9-501296 | HALEAKALA NATIONAL PARK | CRATER DISTRICT / MILE 11, PARK RD | Makawao | HI | 96768 | U.S. DEPARTMENT OF INTERIOR NATIONAL PARK SERVICES | HALEAKALA NATIONAL PARK / P.O. BOX 369 | Makawao | HI | 96768 | R-5 |  | Permanently Out of Use |  | 600 | Gasoline
9-501296 | HALEAKALA NATIONAL PARK | CRATER DISTRICT / MILE 11, PARK RD | Makawao | HI | 96768 | U.S. DEPARTMENT OF INTERIOR NATIONAL PARK SERVICES | HALEAKALA NATIONAL PARK / P.O. BOX 369 | Makawao | HI | 96768 | R-3 | 1966-05-06 | Permanently Out of Use | 1993-01-01 | 1000 | Gasoline
9-501296 | HALEAKALA NATIONAL PARK | CRATER DISTRICT / MILE 11, PARK RD | Makawao | HI | 96768 | U.S. DEPARTMENT OF INTERIOR NATIONAL PARK SERVICES | HALEAKALA NATIONAL PARK / P.O. BOX 369 | Makawao | HI | 96768 | R-2 | 1966-05-06 | Permanently Out of Use | 1993-01-01 | 1000 | Gasoline
9-501296 | HALEAKALA NATIONAL PARK | CRATER DISTRICT / MILE 11, PARK RD | Makawao | HI | 96768 | U.S. DEPARTMENT OF INTERIOR NATIONAL PARK SERVICES | HALEAKALA NATIONAL PARK / P.O. BOX 369 | Makawao | HI | 96768 | R-1 | 1980-12-30 | Permanently Out of Use | 1993-01-01 | 4000 | Diesel
9-501296 | HALEAKALA NATIONAL PARK | CRATER DISTRICT / MILE 11, PARK RD | Makawao | HI | 96768 | U.S. DEPARTMENT OF INTERIOR NATIONAL PARK SERVICES | HALEAKALA NATIONAL PARK / P.O. BOX 369 | Makawao | HI | 96768 | R-4 |  | Permanently Out of Use |  | 600 | Gasoline
9-102996 | SCHOFIELD BARRACKS | CRIMINAL INVESTIGATION COMMAND FIELD OPERATIONS BUILDING | Schofield Barracks | HI | 96857 | 25TH ID (LIGHT) & USARHAW | ATTN: DPW, USAG-HI | Schofield Barracks | HI | 96857 | R-CID-1 |  | Permanently Out of Use | 1994-10-26 | 350 | Diesel
9-301876 | KALAUPAPA STORE GAS STATION | DAMIEN RD | Kalaupapa | HI | 96742 | STATE DOH | KALAUPAPA ST GARAGE GAS STAT / KAMEHAMEHA ST | Kalaupapa | HI | 96742 | 87 | 1989-01-27 | Currently in Use |  | 20000 | Gasoline
9-301876 | KALAUPAPA STORE GAS STATION | DAMIEN RD | Kalaupapa | HI | 96742 | STATE DOH | KALAUPAPA ST GARAGE GAS STAT / KAMEHAMEHA ST | Kalaupapa | HI | 96742 | 87 | 1989-01-27 | Currently in Use |  | 20000 | Gasoline
9-301876 | KALAUPAPA STORE GAS STATION | DAMIEN RD | Kalaupapa | HI | 96742 | STATE DOH | KALAUPAPA ST GARAGE GAS STAT / KAMEHAMEHA ST | Kalaupapa | HI | 96742 | 87 | 1989-01-27 | Currently in Use |  | 6000 | Gasoline
9-500673 | PUKALANI TERRACE LANDCO | DEEPWELL | Pukalani | HI | 96788 | SPORTS SHINKO (PUKALANI) CO., LTD | 360 PUKALANI ST | Pukalani | HI | 96788 | R-M-1 | 1979-08-15 | Permanently Out of Use | 1998-12-21 | 8000 | Diesel
9-202071 | BELLOWS AIR FORCE STATION | DET 1, 15TH AIR BASE WING/CC / BLDG 541 | Waimanalo | HI | 96795 | U.S. AIR FORCE |  | Waimanalo | HI | 96795 | R-541A |  | Permanently Out of Use |  | 5000 | Other
9-202071 | BELLOWS AIR FORCE STATION | DET 1, 15TH AIR BASE WING/CC / BLDG 541 | Waimanalo | HI | 96795 | U.S. AIR FORCE |  | Waimanalo | HI | 96795 | R-541B |  | Permanently Out of Use |  | 5000 | Gasoline
9-103147 | FORT RUGER | DIAMOND HEAD CRATER | Honolulu | HI | 96816 | UNDETERMINED AT THIS TIME | Address Unknown | Honolulu | HI | 96816 | R-3 |  | Permanently Out of Use | 1996-05-16 | 500 | Gasoline
9-101805 | CIVIL DEFENSE | DIAMOND HEAD CRATER | Honolulu | HI | 96816 | STATE DOD | DIAMOND HEAD CRATER | Honolulu | HI | 96816 | R-1 | 1944-12-31 | Permanently Out of Use | 1997-12-02 | 6000 | Diesel
9-103147 | FORT RUGER | DIAMOND HEAD CRATER | Honolulu | HI | 96816 | UNDETERMINED AT THIS TIME | Address Unknown | Honolulu | HI | 96816 | R-1 |  | Permanently Out of Use | 1996-05-14 | 500 | Gasoline
9-103147 | FORT RUGER | DIAMOND HEAD CRATER | Honolulu | HI | 96816 | UNDETERMINED AT THIS TIME | Address Unknown | Honolulu | HI | 96816 | R-2 |  | Permanently Out of Use | 1996-05-14 | 500 | Gasoline
9-102976 | DIAMOND HEAD MONUMENT | DIAMOND HEAD RD | Honolulu | HI | 96800 | STATE DLNR - DIVISION OF WATER AND LAND DEV | 1151 PUNCHBOWL ST, RO | Honolulu | HI | 96800 | R-1 | 1963-01-01 | Permanently Out of Use | 1994-08-29 | 550 | Diesel
9-102976 | DIAMOND HEAD MONUMENT | DIAMOND HEAD RD | Honolulu | HI | 96800 | STATE DLNR - DIVISION OF WATER AND LAND DEV | 1151 PUNCHBOWL ST, RO | Honolulu | HI | 96800 | R-2 | 1963-01-01 | Permanently Out of Use | 1994-08-29 | 1000 | Gasoline
9-202544 | DILLINGHAM AIRFIELD - LEASED TO BILL STAR | DILLINGHAM AIRFIELD | Mokuleia | HI | 96791 | STATE DOT - AIRPORTS DIVISION |  | Mokuleia | HI | 96791 | 1 | 1989-02-28 | Currently in Use |  | 12000 | Other
9-103285 | HONOLULU COMMUNITY COLLEGE | DILLINGHAM BLVD | Honolulu | HI | 96817 | STATE U.H. - HONOLULU COMMUNITY COLLEGE | 874 DILLINGHAM BLVD | Honolulu | HI | 96817 | R-1 |  | Permanently Out of Use | 1982-12-01 |  | Gasoline
9-103285 | HONOLULU COMMUNITY COLLEGE | DILLINGHAM BLVD | Honolulu | HI | 96817 | STATE U.H. - HONOLULU COMMUNITY COLLEGE | 874 DILLINGHAM BLVD | Honolulu | HI | 96817 | R-2 |  | Permanently Out of Use | 1982-12-01 |  | Gasoline
9-103285 | HONOLULU COMMUNITY COLLEGE | DILLINGHAM BLVD | Honolulu | HI | 96817 | STATE U.H. - HONOLULU COMMUNITY COLLEGE | 874 DILLINGHAM BLVD | Honolulu | HI | 96817 | R-3 |  | Permanently Out of Use | 1982-12-01 |  | Gasoline
9-103285 | HONOLULU COMMUNITY COLLEGE | DILLINGHAM BLVD | Honolulu | HI | 96817 | STATE U.H. - HONOLULU COMMUNITY COLLEGE | 874 DILLINGHAM BLVD | Honolulu | HI | 96817 | R-4 |  | Permanently Out of Use | 1982-12-01 |  | Used Oil
9-102825 | U.S. ARMY EXCHANGE SUPPORT FAC. | DISPENSARY BLDG 665 | Schofield Barracks | HI | 96857 | U.S. ARMY SUPPORT COMMAND, HAWAII |  | Schofield Barracks | HI | 96857 | R-665-2 |  | Permanently Out of Use | 1994-06-24 | 5000 | Diesel
9-102825 | U.S. ARMY EXCHANGE SUPPORT FAC. | DISPENSARY BLDG 665 | Schofield Barracks | HI | 96857 | U.S. ARMY SUPPORT COMMAND, HAWAII |  | Schofield Barracks | HI | 96857 | R-665-1 |  | Permanently Out of Use | 1994-06-24 | 5000 | Diesel
9-103455 | SCHOFIELD BARRACKS - SUPERSTATION | DUCK RD | Schofield Barracks | HI | 96857 | DEPT OF LOGISTIC | BLDG 6039 EAST RANGE | Schofield Barracks | HI | 96857 | R-1 |  | Permanently Out of Use | 1998-10-01 | 500 | Diesel
9-603459 | STANLEY I. HARA | EAST OF KILAUEA AVE AND MAMO ST TMK 2-3-09:09 | Hilo | HI | 96720 | STANLEY I. HARA | 203 KILAUEA AVE | Hilo | HI | 96720 | R-1 | 1941-01-01 | Permanently Out of Use | 1998-11-10 | 1000 | Gasoline
9-603459 | STANLEY I. HARA | EAST OF KILAUEA AVE AND MAMO ST TMK 2-3-09:09 | Hilo | HI | 96720 | STANLEY I. HARA | 203 KILAUEA AVE | Hilo | HI | 96720 | R-2 | 1940-01-01 | Permanently Out of Use | 1998-11-10 | 1000 | Gasoline
9-603459 | STANLEY I. HARA | EAST OF KILAUEA AVE AND MAMO ST TMK 2-3-09:09 | Hilo | HI | 96720 | STANLEY I. HARA | 203 KILAUEA AVE | Hilo | HI | 96720 | R-4 | 1938-01-01 | Permanently Out of Use | 1998-11-11 | 550 | Gasoline
9-603459 | STANLEY I. HARA | EAST OF KILAUEA AVE AND MAMO ST TMK 2-3-09:09 | Hilo | HI | 96720 | STANLEY I. HARA | 203 KILAUEA AVE | Hilo | HI | 96720 | R-3 | 1938-01-01 | Permanently Out of Use | 1998-11-11 | 550 | Gasoline
9-202313 | NAV. COMMUN. AREA MASTER STATION | EASTERN PACIFIC BLDG 234, TANK 7, 8, 9, 35 | Wahiawa | HI | 96786 | US NAVY - COMNAVREG - HI | 850 Ticonderoga Street, Suite 110 | Wahiawa | HI | 96786 | R-M-8 | 1952-04-15 | Permanently Out of Use | 1998-02-13 | 12500 | Diesel
9-202313 | NAV. COMMUN. AREA MASTER STATION | EASTERN PACIFIC BLDG 234, TANK 7, 8, 9, 35 | Wahiawa | HI | 96786 | US NAVY - COMNAVREG - HI | 850 Ticonderoga Street, Suite 110 | Wahiawa | HI | 96786 | 35 | 1998-02-01 | Currently In Use |  | 20000 | Diesel
9-202313 | NAV. COMMUN. AREA MASTER STATION | EASTERN PACIFIC BLDG 234, TANK 7, 8, 9, 35 | Wahiawa | HI | 96786 | US NAVY - COMNAVREG - HI | 850 Ticonderoga Street, Suite 110 | Wahiawa | HI | 96786 | R-M-9 | 1966-04-15 | Permanently Out of Use | 1998-01-29 | 14500 | Diesel
9-202313 | NAV. COMMUN. AREA MASTER STATION | EASTERN PACIFIC BLDG 234, TANK 7, 8, 9, 35 | Wahiawa | HI | 96786 | US NAVY - COMNAVREG - HI | 850 Ticonderoga Street, Suite 110 | Wahiawa | HI | 96786 | R-M-7 | 1952-04-15 | Permanently Out of Use | 1998-02-13 | 12500 | Diesel
9-202315 | NAV. COMMUN. AREA MASTER STATION | EASTERN PACIFIC BLDG 242, TANK 11 AND 38 | Wahiawa | HI | 96786 | US NAVY - COMNAVREG - HI | 850 Ticonderoga Street, suite 110 | Wahiawa | HI | 96786 | 38 | 1998-12-01 | Currently In Use |  | 5000 | Diesel
9-202315 | NAV. COMMUN. AREA MASTER STATION | EASTERN PACIFIC BLDG 242, TANK 11 AND 38 | Wahiawa | HI | 96786 | US NAVY - COMNAVREG - HI | 850 Ticonderoga Street, suite 110 | Wahiawa | HI | 96786 | R-M-11 | 1969-04-15 | Permanently Out of Use | 1998-11-02 | 5000 | Diesel
9-202311 | NAV. COMMUN. AREA MASTER STATION | EASTERN PACIFIC / BLDG 109, TANK 5 | Wahiawa | HI | 96786 | US NAVY - COMNAVREG - HI | 850 Ticonderoga Street, suite 110 | Wahiawa | HI | 96786 | R-M-5 | 1952-04-15 | Permanently Out of Use | 1998-07-24 | 2000 | Diesel
9-202294 | NAV. COMMUN. AREA MASTER STATION | EASTERN PACIFIC / BLDG S-94, TANK 2 | Schofield Barracks | HI | 96786 | US NAVY - COMNAVREG - HI | 850 Ticonderoga Street, suite 110 | Schofield Barracks | HI | 96786 | R-2 | 1969-04-15 | Permanently Out of Use | 1999-07-16 | 12000 | Diesel
9-501740 | FAA - AIRPORT TRAF CONT TOWER (PMID OGG005128) | EENA RD KAHULUI AIRPORT | Kahului | HI | 96732 | FAA HAWAII-PACIFIC SMO | 6700 Kalanianaole Hwy, Ste. 111 | Kahului | HI | 96732 | R-M-OGG-ATCT | 1987-07-15 | Permanently Out of Use | 2002-09-18 | 2500 | Diesel
9-503243 | EHA ST. EXTENSION SUBDIVISION | EHA ST | Wailuku | HI | 96793 | C. BREWER HOMES | 24 N CHURCH ST, STUIE 205 | Wailuku | HI | 96793 | 1 | 1997-01-01 | Permanently Out of Use | 1996-08-19 | 5900 | Unknown
9-503243 | EHA ST. EXTENSION SUBDIVISION | EHA ST | Wailuku | HI | 96793 | C. BREWER HOMES | 24 N CHURCH ST, STUIE 205 | Wailuku | HI | 96793 | 2 | 1979-01-01 | Permanently Out of Use | 1996-08-19 | 5900 | Unknown
9-700691 | LIHUE PLANTATION CO. LTD. | EHIKU ST (UNLOADING STATION) | Lihue | HI | 96766 | AMFAC SUGAR KAUAI | 2970 KELE ST | Lihue | HI | 96766 | R-001 | 1966-04-22 | Permanently Out of Use | 1988-12-14 | 12500 | Diesel
9-700691 | LIHUE PLANTATION CO. LTD. | EHIKU ST (UNLOADING STATION) | Lihue | HI | 96766 | AMFAC SUGAR KAUAI | 2970 KELE ST | Lihue | HI | 96766 | R-2 |  | Permanently Out of Use | 2001-02-15 | 5000 | Used Oil
9-602750 | KEAHOLE AIRPORT - BLDG 301 | ELECTRICAL EQUIPMENT/GENERATOR R | Kailua-Kona | HI | 96740 | STATE DOT - AIRPORTS | P.O. BOX 1660 | Kailua-Kona | HI | 96740 | R-1 | 1973-01-01 | Permanently Out of Use | 1993-04-20 | 1000 | Diesel
9-600584 | LELEIWI RADIO STATION | END OF KALANIANAOLE AVE IN KEAUKAHA S HILO | Hilo | HI | 96720 | VERIZON HAWAII | 1177 BISHOP ST. P.O. BOX 2200 Hon.HI 96841 | Hilo | HI | 96720 | R-M-1 | 1959-05-08 | Permanently Out of Use | 1998-11-09 | 285 | Diesel
9-701722 | NATIONAL TROPICAL BOTANICAL GARDENS | END OF PAPALINA RD KALAHEO / P.O. BOX 340 | Lawai | HI | 96765 | NATIONAL TROPICAL BOTANICAL GARDENS | 3530 PAPALINA RD | Lawai | HI | 96765 | R-1 | 1970-04-30 | Permanently Out of Use | 1991-06-25 | 500 | Gasoline
9-701722 | NATIONAL TROPICAL BOTANICAL GARDENS | END OF PAPALINA RD KALAHEO / P.O. BOX 340 | Lawai | HI | 96765 | NATIONAL TROPICAL BOTANICAL GARDENS | 3530 PAPALINA RD | Lawai | HI | 96765 | R-2 | 1970-04-30 | Permanently Out of Use | 1991-02-26 | 500 | Diesel
9-600561 | HALAI HILL RADIO STATION | END OF ULILI ST, OFF HINA ST S HILO | Hilo | HI | 96720 | Hawaiian Telcom | P.O. Box 2200 | Hilo | HI | 96720 | R-1 | 1982-05-07 | Permanently Out of Use | 1998-10-26 | 280 | Gasoline
9-600561 | HALAI HILL RADIO STATION | END OF ULILI ST, OFF HINA ST S HILO | Hilo | HI | 96720 | Hawaiian Telcom | P.O. Box 2200 | Hilo | HI | 96720 | M-2 | 1998-10-01 | Currently in Use |  | 600 | Other
9-102640 | FORT SHAFTER | ENLISTED MEN'S BARRACKS/DINING F | Fort Shafter | HI | 96858 | U.S. ARMY SUPPORT COMMAND, HAWAII DPW | BLDG 105, WHEELER ARMY AIRFIELD | Fort Shafter | HI | 96858 | R-1 |  | Permanently Out of Use |  | 1000 | Not Listed
9-301689 | BUCHANAN & CO. INC. | FARM LOT 5, PALAAU | Palaau | HI | 96748 | BUCHANAN & CO. INC. | P.O. BOX 89 | Palaau | HI | 96748 | R-01 |  | Permanently Out of Use | 1980-01-01 | 550 | Diesel
9-300545 | KUALAPUU CENTRAL OFFICE | Farrington Ave & Kalae Highway; access on N. Ehaku Pl. | Kualapuu | HI | 96757 | Hawaiian Telcom | P.O. Box 2200 | Kualapuu | HI | 96757 | R-1 | 1969-05-07 | Permanently Out of Use | 1989-03-27 | 150 | Gasoline
9-300545 | KUALAPUU CENTRAL OFFICE | Farrington Ave & Kalae Highway; access on N. Ehaku Pl. | Kualapuu | HI | 96757 | Hawaiian Telcom | P.O. Box 2200 | Kualapuu | HI | 96757 | M-1 | 1989-05-04 | Currently in Use |  | 550 | Diesel
9-303419 | KUALAPUU MARKET | FARRINGTON HWY P.O.BOX 240 | Kualapuu | HI | 96757 | MOLOKAI RANCH | KAUNAKAKAI PLACE | Kualapuu | HI | 96757 | R-2 |  | Permanently Out of Use | 1998-08-01 | 1000 | Gasoline
9-303419 | KUALAPUU MARKET | FARRINGTON HWY P.O.BOX 240 | Kualapuu | HI | 96757 | MOLOKAI RANCH | KAUNAKAKAI PLACE | Kualapuu | HI | 96757 | R-1 |  | Permanently Out of Use | 1998-08-01 | 1000 | Gasoline
9-303419 | KUALAPUU MARKET | FARRINGTON HWY P.O.BOX 240 | Kualapuu | HI | 96757 | MOLOKAI RANCH | KAUNAKAKAI PLACE | Kualapuu | HI | 96757 | R-3 |  | Permanently Out of Use | 1998-08-01 | 500 | Unknown
9-602701 | TATSUO KIMOTO | FIELD BOX 161 | Mountain View | HI | 96771 | TATSUO KIMOTO | FIELD BOX 161 | Mountain View | HI | 96771 | 1 | 1940-01-01 | Permanently Out of Use | 1992-10-21 | 550 | Gasoline
9-103131 | HICKAM AIR FORCE BASE | FIRE TRAINING AREA | Hickam Air Force Base | HI | 96853 | U.S. AIR FORCE |  | Hickam Air Force Base | HI | 96853 | R-1 |  | Permanently Out of Use | 1995-11-20 | 5000 | Other
9-103866 | Mololani Marine Base Housing | Fleming Circle, Tank 1995 and 1997 | Kaneohe Marine Corps Base | HI | 96863 | U.S. MARINE CORPS BASE HAWAII | Commanding Officer ATTN (Jeff Larson) Box 63062 | Kaneohe Marine Corps Base | HI | 96863 | 1997 |  | Permanently out of Use | 2008-07-18 | 300 | Unknown
9-103866 | Mololani Marine Base Housing | Fleming Circle, Tank 1995 and 1997 | Kaneohe Marine Corps Base | HI | 96863 | U.S. MARINE CORPS BASE HAWAII | Commanding Officer ATTN (Jeff Larson) Box 63062 | Kaneohe Marine Corps Base | HI | 96863 | r-1995 |  | Permanently out of Use | 2008-07-10 | 370 | Diesel
9-103866 | Mololani Marine Base Housing | Fleming Circle, Tank 1995 and 1997 | Kaneohe Marine Corps Base | HI | 96863 | Marine Corps Base Hawaii | Box 63002 | Kaneohe Marine Corps Base | HI | 96863 | r-1973B |  | Permanently out of Use | 2008-11-12 | 500
9-103866 | Mololani Marine Base Housing | Fleming Circle, Tank 1995 and 1997 | Kaneohe Marine Corps Base | HI | 96863 | Marine Corps Base Hawaii | Box 63002 | Kaneohe Marine Corps Base | HI | 96863 | r-1995 |  | Permanently out of Use | 2008-07-10 | 370 | Diesel
9-103866 | Mololani Marine Base Housing | Fleming Circle, Tank 1995 and 1997 | Kaneohe Marine Corps Base | HI | 96863 | U.S. MARINE CORPS BASE HAWAII | Commanding Officer ATTN (Jeff Larson) Box 63062 | Kaneohe Marine Corps Base | HI | 96863 | r-1973B |  | Permanently out of Use | 2008-11-12 | 500
9-103866 | Mololani Marine Base Housing | Fleming Circle, Tank 1995 and 1997 | Kaneohe Marine Corps Base | HI | 96863 | Marine Corps Base Hawaii | Box 63002 | Kaneohe Marine Corps Base | HI | 96863 | 1997 |  | Permanently out of Use | 2008-07-18 | 300 | Unknown
9-202175 | ARIZONA CLUB | FORD ISLAND / TANK 63 BLDG B-88 | Honolulu | HI | 96800 | US NAVY - COMNAVREG - HI | 517 RUSSELL AVE, SUITE 110 | Honolulu | HI | 96800 | R-NS63 |  | Permanently Out of Use | 1998-09-17 | 2800 | Other
9-103802 | Radford Terrace Family Housing | Former Bldg 1041 | Pearl Harbor | HI | 96860 | US Navy - Commandar Navy Region Hawaii | 850 Ticonderoga St, Ste 110 | Pearl Harbor | HI | 96860 | R-1 |  | Permanently Out of Use | 2005-10-27 | 500 | Diesel
9-103550 | HICKAM AIR FORCE BASE | FORMER BLDG 1041 TANK F-1041 | Hickam Air Force Base | HI | 96853 | U.S. AIR FORCE |  | Hickam Air Force Base | HI | 96853 | R-F-1041 |  | Permanently Out of Use | 1999-07-27 | 550 | Diesel
9-103555 | HICKAM AIR FORCE BASE | FORMER BLDG 1818 TANK F-1818A (SOUTH LAWN) | Hickam Air Force Base | HI | 96853 | U.S. AIR FORCE |  | Hickam Air Force Base | HI | 96853 | R-F-1818 | 1962-01-01 | Permanently Out of Use | 1999-07-19 | 550 | Diesel
9-103556 | HICKAM AIR FORCE BASE | FORMER BLDG 29 TANK F-29A, F-29B | Hickam Air Force Base | HI | 96853 | U.S. AIR FORCE |  | Hickam Air Force Base | HI | 96853 | R-F-29A | 1943-01-01 | Permanently Out of Use | 1999-07-28 | 1000 | Diesel
9-103448 | HICKAM AIR FORCE BASE - ST20-3592 | FORMER BLDG 501 UST FT KAM, ST20 | Hickam Air Force Base | HI | 96853 | U.S. AIR FORCE |  | Hickam Air Force Base | HI | 96853 | R-M-FTKAM2 | 1945-01-01 | Permanently Out of Use | 1999-03-30 | 290 | Diesel
9-103692 | HICKAM AIR FORCE BASE | FORMER BLDG 554 (AKA 3592) TANK F-554FK | Hickam Air Force Base | HI | 96853 | U.S. AIR FORCE |  | Hickam Air Force Base | HI | 96853 | r-F-554FK |  | Permanently out of Use |  | 550 | Diesel
9-103335 | BELLOWS AIR FORCE STATION | FORMER BLDG 615, 679, 641 | Hickam Air Force Base | HI | 96853 | U.S. AIR FORCE |  | Hickam Air Force Base | HI | 96853 | r-679B |  | Permanently out of Use | 1998-02-01 | 5000 | Gasoline
9-103335 | BELLOWS AIR FORCE STATION | FORMER BLDG 615, 679, 641 | Hickam Air Force Base | HI | 96853 | U.S. AIR FORCE |  | Hickam Air Force Base | HI | 96853 | r-m-615A |  | Permanently out of Use | 1998-01-01 | 1000 | Diesel
9-103335 | BELLOWS AIR FORCE STATION | FORMER BLDG 615, 679, 641 | Hickam Air Force Base | HI | 96853 | U.S. AIR FORCE |  | Hickam Air Force Base | HI | 96853 | r-679A |  | Permanently out of Use | 1998-02-01 | 5000 | Gasoline
9-103335 | BELLOWS AIR FORCE STATION | FORMER BLDG 615, 679, 641 | Hickam Air Force Base | HI | 96853 | U.S. AIR FORCE |  | Hickam Air Force Base | HI | 96853 | r-641 |  | Permanently out of Use | 1998-01-01 | 285 | Not Listed
9-103824 | Hasley Terrace Family Housing | Former Bldg 725 Halsey Terrace off of Lownsbury Street | Pearl Harbor | HI | 96860 | US Navy - Commandar Navy Region Hawaii | 850 Ticonderoga St, Ste 110 | Pearl Harbor | HI | 96860 | r-1 |  | Permanently out of Use | 2007-01-09 | 540 | Not Listed
9-200987 | NAVAL MAGAZINE LUALUALEI - WAIKELE BRANCH | FORMER BUILDING 15 TANK 15-T1, 15-S1 | Waipahu | HI | 96797 | NAVAL MAGAZINE LUALUALEI | 3 CONSTELLATION ST | Waipahu | HI | 96797 | 15-S1 |  | Permanently Out of Use |  |  | Other
9-103653 | HICKAM AIR FORCE BASE | FORMER GAS STATION TANK F-BYGS | Hickam Air Force Base | HI | 96853 | U.S. AIR FORCE |  | Hickam Air Force Base | HI | 96853 | r--BYGS (F-bygs) |  | Permanently out of Use |  | 5000 | Other
9-103843 | Catlin park Family Housing | formerly 1940 Benfold Circle | Honolulu | HI | 96818 | US Navy - Commander Navy Region Hawaii | 850 Ticonderoga St, Suite 110, Code N45 | Honolulu | HI | 96818 | r-1 |  | Permanently out of Use | 2007-06-25 | 6000 | Unknown
9-103843 | Catlin park Family Housing | formerly 1940 Benfold Circle | Honolulu | HI | 96818 | US Navy - Commander Navy Region Hawaii | 850 Ticonderoga St, Suite 110, Code N45 | Honolulu | HI | 96818 | r-2 |  | Permanently out of Use | 2007-06-25 | 4000 | Unknown
9-101090 | 29TH INFANTRY BRIGADE ARMORY | Fort Ruger, Bldg 264-A 22ND AVE | Honolulu | HI | 96816 | STATE DOD - ARMY NATIONAL GUARD | 3949 DIAMOND HEAD ROAD | Honolulu | HI | 96816 | R-1 |  | Permanently Out of Use |  | 1000 | Gasoline
9-102510 | U.S. ARMY RESERVE CENTER | FORT SHAFTER FLATS / PHASE II | Fort Shafter | HI | 96858 | U.S. ARMY SUPPORT COMMAND, HAWAII |  | Fort Shafter | HI | 96858 | R-1 |  | Permanently Out of Use | 1991-05-08 | 500 | Not Listed
9-102510 | U.S. ARMY RESERVE CENTER | FORT SHAFTER FLATS / PHASE II | Fort Shafter | HI | 96858 | U.S. ARMY SUPPORT COMMAND, HAWAII |  | Fort Shafter | HI | 96858 | R-2 |  | Permanently Out of Use | 1991-02-01 | 1000 | Not Listed
9-102856 | U.S. ARMY MATERIAL STORAGE FAC. | FORT SHAFTER BLDG 310 TANK 310-2 | Fort Shafter | HI | 96858 | U.S. ARMY SUPPORT COMMAND, HAWAII |  | Fort Shafter | HI | 96858 | R-310-2 |  | Permanently Out of Use | 1994-02-04 | 550 | Diesel
9-202598 | OLD FAA VORTAC SITE | FORT WEAVER RD | Ewa Beach | HI | 96706 | GENTRY COMMERICAL, LTD | 560 N NIMITZ HWY, SUITE 213 | Ewa Beach | HI | 96706 | 1 |  | Permanently Out of Use |  | 1000 | Diesel
9-102425 | TERN ISLAND | FRENCH FRIGATE SHOALS | Wake Island | HI | 96898 | U.S. DEPT OF THE ARMY | PACIFIC OCEAN DIVISION / CORPS OF ENGINEERS | Wake Island | HI | 96898 | P-1 |  | Permanently Out of Use |  |  | Not Listed
9-102425 | TERN ISLAND | FRENCH FRIGATE SHOALS | Wake Island | HI | 96898 | U.S. DEPT OF THE ARMY | PACIFIC OCEAN DIVISION / CORPS OF ENGINEERS | Wake Island | HI | 96898 | P-3 |  | Permanently Out of Use |  |  | Not Listed
9-102425 | TERN ISLAND | FRENCH FRIGATE SHOALS | Wake Island | HI | 96898 | U.S. DEPT OF THE ARMY | PACIFIC OCEAN DIVISION / CORPS OF ENGINEERS | Wake Island | HI | 96898 | P-5 |  | Permanently Out of Use |  |  | Not Listed
9-102425 | TERN ISLAND | FRENCH FRIGATE SHOALS | Wake Island | HI | 96898 | U.S. DEPT OF THE ARMY | PACIFIC OCEAN DIVISION / CORPS OF ENGINEERS | Wake Island | HI | 96898 | P-6 |  | Permanently Out of Use |  |  | Not Listed
9-102425 | TERN ISLAND | FRENCH FRIGATE SHOALS | Wake Island | HI | 96898 | U.S. DEPT OF THE ARMY | PACIFIC OCEAN DIVISION / CORPS OF ENGINEERS | Wake Island | HI | 96898 | P-2 |  | Permanently Out of Use |  |  | Not Listed
9-102425 | TERN ISLAND | FRENCH FRIGATE SHOALS | Wake Island | HI | 96898 | U.S. DEPT OF THE ARMY | PACIFIC OCEAN DIVISION / CORPS OF ENGINEERS | Wake Island | HI | 96898 | P-10 |  | Permanently Out of Use |  |  | Not Listed
9-102425 | TERN ISLAND | FRENCH FRIGATE SHOALS | Wake Island | HI | 96898 | U.S. DEPT OF THE ARMY | PACIFIC OCEAN DIVISION / CORPS OF ENGINEERS | Wake Island | HI | 96898 | P-4 |  | Permanently Out of Use |  |  | Not Listed
9-102425 | TERN ISLAND | FRENCH FRIGATE SHOALS | Wake Island | HI | 96898 | U.S. DEPT OF THE ARMY | PACIFIC OCEAN DIVISION / CORPS OF ENGINEERS | Wake Island | HI | 96898 | P-8 |  | Permanently Out of Use |  |  | Not Listed
9-102425 | TERN ISLAND | FRENCH FRIGATE SHOALS | Wake Island | HI | 96898 | U.S. DEPT OF THE ARMY | PACIFIC OCEAN DIVISION / CORPS OF ENGINEERS | Wake Island | HI | 96898 | P-7 |  | Permanently Out of Use |  |  | Not Listed
9-102425 | TERN ISLAND | FRENCH FRIGATE SHOALS | Wake Island | HI | 96898 | U.S. DEPT OF THE ARMY | PACIFIC OCEAN DIVISION / CORPS OF ENGINEERS | Wake Island | HI | 96898 | P-9 |  | Permanently Out of Use |  |  | Not Listed
9-102425 | TERN ISLAND | FRENCH FRIGATE SHOALS | Wake Island | HI | 96898 | U.S. DEPT OF THE ARMY | PACIFIC OCEAN DIVISION / CORPS OF ENGINEERS | Wake Island | HI | 96898 | P-14 |  | Permanently Out of Use |  |  | Not Listed
9-102425 | TERN ISLAND | FRENCH FRIGATE SHOALS | Wake Island | HI | 96898 | U.S. DEPT OF THE ARMY | PACIFIC OCEAN DIVISION / CORPS OF ENGINEERS | Wake Island | HI | 96898 | P-21 |  | Permanently Out of Use |  |  | Not Listed
9-102425 | TERN ISLAND | FRENCH FRIGATE SHOALS | Wake Island | HI | 96898 | U.S. DEPT OF THE ARMY | PACIFIC OCEAN DIVISION / CORPS OF ENGINEERS | Wake Island | HI | 96898 | P-19 |  | Permanently Out of Use |  |  | Not Listed
9-102425 | TERN ISLAND | FRENCH FRIGATE SHOALS | Wake Island | HI | 96898 | U.S. DEPT OF THE ARMY | PACIFIC OCEAN DIVISION / CORPS OF ENGINEERS | Wake Island | HI | 96898 | P-13 |  | Permanently Out of Use |  |  | Not Listed
9-102425 | TERN ISLAND | FRENCH FRIGATE SHOALS | Wake Island | HI | 96898 | U.S. DEPT OF THE ARMY | PACIFIC OCEAN DIVISION / CORPS OF ENGINEERS | Wake Island | HI | 96898 | P-20 |  | Permanently Out of Use |  |  | Not Listed
9-102425 | TERN ISLAND | FRENCH FRIGATE SHOALS | Wake Island | HI | 96898 | U.S. DEPT OF THE ARMY | PACIFIC OCEAN DIVISION / CORPS OF ENGINEERS | Wake Island | HI | 96898 | P-15 |  | Permanently Out of Use |  |  | Not Listed
9-102425 | TERN ISLAND | FRENCH FRIGATE SHOALS | Wake Island | HI | 96898 | U.S. DEPT OF THE ARMY | PACIFIC OCEAN DIVISION / CORPS OF ENGINEERS | Wake Island | HI | 96898 | P-12 |  | Permanently Out of Use |  |  | Not Listed
9-102425 | TERN ISLAND | FRENCH FRIGATE SHOALS | Wake Island | HI | 96898 | U.S. DEPT OF THE ARMY | PACIFIC OCEAN DIVISION / CORPS OF ENGINEERS | Wake Island | HI | 96898 | P-17 |  | Permanently Out of Use |  |  | Not Listed
9-102425 | TERN ISLAND | FRENCH FRIGATE SHOALS | Wake Island | HI | 96898 | U.S. DEPT OF THE ARMY | PACIFIC OCEAN DIVISION / CORPS OF ENGINEERS | Wake Island | HI | 96898 | P-11 |  | Permanently Out of Use |  |  | Not Listed
9-102425 | TERN ISLAND | FRENCH FRIGATE SHOALS | Wake Island | HI | 96898 | U.S. DEPT OF THE ARMY | PACIFIC OCEAN DIVISION / CORPS OF ENGINEERS | Wake Island | HI | 96898 | P-18 |  | Permanently Out of Use |  |  | Not Listed
9-102425 | TERN ISLAND | FRENCH FRIGATE SHOALS | Wake Island | HI | 96898 | U.S. DEPT OF THE ARMY | PACIFIC OCEAN DIVISION / CORPS OF ENGINEERS | Wake Island | HI | 96898 | P-16 |  | Permanently Out of Use |  |  | Not Listed
9-500559 | MAKILA RADIO STATION | FRONT ST & HONAPIILANI HWY | Lahaina | HI | 96767 | Hawaiian Telcom | P.O. Box 2200 | Lahaina | HI | 96767 | r-M-1 | 1996-09-05 | Permanently out of Use | 2009-07-16 | 600 | Diesel
9-500559 | MAKILA RADIO STATION | FRONT ST & HONAPIILANI HWY | Lahaina | HI | 96767 | Hawaiian Telcom | P.O. Box 2200 | Lahaina | HI | 96767 | R-1 | 1983-05-08 | Permanently Out of Use | 1996-09-04 | 250 | Gasoline
9-100179 | CANADIAN AIRLINES INTERNATIONAL (PMID 350130) | GATE 21 TERMINAL BOX 59 | Honolulu | HI | 96819 | CANADIAN AIRLINES INTERNATIONAL | TERMINAL BOX 59 / HONOLULU INTERNATIONAL AIRPORT | Honolulu | HI | 96819 | P-1 | 1981-01-30 | Permanently Out of Use | 1985-02-12 | 250 | Used Oil
9-603493 | JACK'S U-DRIVE (PMID ITO) | GENERAL LYMAN FIELD | Hilo | HI | 96720 | JACK'S U-DRIVE | GENERAL LYMAN FIELD | Hilo | HI | 96720 | r-2 | 1970-01-01 | Permanently Out of Use | 1999-01-22 | 1000 | Diesel
9-603494 | HOLO HOLO U-DRIVE AND CAMPERS (PMID ITO) | GENERAL LYMAN FIELD | Hilo | HI | 96720 | HOLO HOLO U-DRIVE AND CAMPERS | GENERAL LYMAN FIELD | Hilo | HI | 96720 | r-1 | 1971-01-01 | Permanently Out of Use | 1999-01-22 | 1000 | Gasoline
9-603493 | JACK'S U-DRIVE (PMID ITO) | GENERAL LYMAN FIELD | Hilo | HI | 96720 | JACK'S U-DRIVE | GENERAL LYMAN FIELD | Hilo | HI | 96720 | R-1 | 1969-01-01 | Permanently Out of Use | 1999-01-22 | 8000 | Gasoline
9-603491 | HAWAIIAN SCENIC TOURS, INC (PMID ITO) | GENERAL LYMAN FIELD | Hilo | HI | 96720 | HAWAIIAN SCENIC TOURS, INC | GENERAL LYMAN FIELD | Hilo | HI | 96720 | R-1 | 1971-01-01 | Permanently Out of Use | 1999-01-22 | 2000 | Gasoline
9-603491 | HAWAIIAN SCENIC TOURS, INC (PMID ITO) | GENERAL LYMAN FIELD | Hilo | HI | 96720 | HAWAIIAN SCENIC TOURS, INC | GENERAL LYMAN FIELD | Hilo | HI | 96720 | R-2 | 1971-01-01 | Permanently Out of Use | 1999-01-22 | 2000 | Diesel
9-601295 | LOCKHEED AIR TERMINAL, INC. | GENERAL LYMAN FIELD | Hilo | HI | 96720 | LOCKHEED AIR TERMINAL, INC. | 3071 AOLELE ST | Hilo | HI | 96720 | R-OC1 | 1970-06-12 | Permanently Out of Use | 1993-05-05 | 2000 | Gasoline
9-603494 | HOLO HOLO U-DRIVE AND CAMPERS (PMID ITO) | GENERAL LYMAN FIELD | Hilo | HI | 96720 | HOLO HOLO U-DRIVE AND CAMPERS | GENERAL LYMAN FIELD | Hilo | HI | 96720 | r-2 | 1971-01-01 | Permanently Out of Use | 1999-01-22 | 1000 | Gasoline
9-602214 | NATIONAL CAR RENTAL SYSTEMS, INC (PMID ITO009103) | GENERAL LYMAN FIELD | Hilo | HI | 96720 | EAN Holdings, LLC | 544 Ohohia Street | Hilo | HI | 96720 | R-01 | 1977-06-15 | Permanently Out of Use | 1989-02-02 | 6000 | Gasoline
9-602214 | NATIONAL CAR RENTAL SYSTEMS, INC (PMID ITO009103) | GENERAL LYMAN FIELD | Hilo | HI | 96720 | EAN Holdings, LLC | 544 Ohohia Street | Hilo | HI | 96720 | r-08302-1 | 1989-02-03 | Permanently out of Use | 2013-05-01 | 8000 | Gasoline
9-602214 | NATIONAL CAR RENTAL SYSTEMS, INC (PMID ITO009103) | GENERAL LYMAN FIELD | Hilo | HI | 96720 | EAN Holdings, LLC | 544 Ohohia Street | Hilo | HI | 96720 | 1 | 2013-05-24 | Currently In Use |  | 10000 | Gasohol
9-601404 | FAA HAMAKUA RCAG | GENERAL LYMAN FIELD / P.O. BOX 4909 | Hilo | HI | 96720 | FEDERAL AVIATION ADMINISTRATION | WESTERN PACIFIC REGION 6700 KALANIANAOLE HWY, SUITE 111 | Hilo | HI | 96720 | R-QHC-RCAG | 1975-02-01 | Permanently Out of Use | 1998-02-03 | 515 | Diesel
9-603495 | NATIONAL CAR RENTAL (PMID ITO) | GENERAL LYMAN FIELD - OLD TERMINAL | Hilo | HI | 96720 | ALAMO RENT A CAR | KEAHOLE U DRIVE BASEYARD LOT 002115A | Hilo | HI | 96720 | R-1 | 1969-01-01 | Permanently Out of Use | 1999-01-22 | 10000 | Gasoline
9-603496 | AVIS RENT-A-CAR (PMID ITO) | GENERAL LYMAN FIELD - OLD TERMINAL BLDG | Hilo | HI | 96720 | ALAMO RENT A CAR | KEAHOLE U DRIVE BASEYARD LOT 002115A | Hilo | HI | 96720 | R-1 | 1971-01-01 | Permanently Out of Use | 1999-01-22 | 2000 | Gasoline
9-601282 | AVIS RENT-A-CAR (PMID ITO009107) | GENERAL LYMAN FIELD HILO INTERNATIONAL AIRPORT | Hilo | HI | 96720 | AVIS RENT A CAR | 6 SYLVAN WAY DEPT 29-093-36 | Hilo | HI | 96720 | R-2 | 1977-01-01 | Permanently Out of Use | 1992-01-30 | 500 | Used Oil
9-601282 | AVIS RENT-A-CAR (PMID ITO009107) | GENERAL LYMAN FIELD HILO INTERNATIONAL AIRPORT | Hilo | HI | 96720 | AVIS RENT A CAR | 6 SYLVAN WAY DEPT 29-093-36 | Hilo | HI | 96720 | r-87 | 1992-01-30 | Permanently out of Use | 2010-06-23 | 10000 | Gasoline
9-601282 | AVIS RENT-A-CAR (PMID ITO009107) | GENERAL LYMAN FIELD HILO INTERNATIONAL AIRPORT | Hilo | HI | 96720 | AVIS RENT A CAR | 6 SYLVAN WAY DEPT 29-093-36 | Hilo | HI | 96720 | R-1 | 1977-03-10 | Permanently Out of Use | 1992-01-30 | 10000 | Gasoline
9-601648 | BUDGET RENT-A-CAR SYSTEMS INC 2101 | GENERAL LYMAN FIELD HILO INTERNATIONAL AIRPORT | Hilo | HI | 96720 | AVIS RENT A CAR SYSTEM LLC | 6 Sylvan Way Dept 29-C93-36 | Hilo | HI | 96720 | R-1 | 1979-04-23 | Permanently Out of Use | 1995-12-05 | 10000 | Gasoline
9-601282 | AVIS RENT-A-CAR (PMID ITO009107) | GENERAL LYMAN FIELD HILO INTERNATIONAL AIRPORT | Hilo | HI | 96720 | AVIS RENT A CAR SYSTEM LLC | 6 Sylvan Way Dept 29-C93-36 | Hilo | HI | 96720 | r-87 | 1992-01-30 | Permanently out of Use | 2010-06-23 | 10000 | Gasoline
9-601648 | BUDGET RENT-A-CAR SYSTEMS INC 2101 | GENERAL LYMAN FIELD HILO INTERNATIONAL AIRPORT | Hilo | HI | 96720 | AVIS RENT A CAR SYSTEM LLC | 6 Sylvan Way Dept 29-C93-36 | Hilo | HI | 96720 | 3 | 1995-12-01 | Currently in Use |  | 12000 | Gasoline
9-601282 | AVIS RENT-A-CAR (PMID ITO009107) | GENERAL LYMAN FIELD HILO INTERNATIONAL AIRPORT | Hilo | HI | 96720 | AVIS RENT A CAR SYSTEM LLC | 6 Sylvan Way Dept 29-C93-36 | Hilo | HI | 96720 | R-1 | 1977-03-10 | Permanently Out of Use | 1992-01-30 | 10000 | Gasoline
9-601282 | AVIS RENT-A-CAR (PMID ITO009107) | GENERAL LYMAN FIELD HILO INTERNATIONAL AIRPORT | Hilo | HI | 96720 | AVIS RENT A CAR SYSTEM LLC | 6 Sylvan Way Dept 29-C93-36 | Hilo | HI | 96720 | R-2 | 1977-01-01 | Permanently Out of Use | 1992-01-30 | 500 | Used Oil
9-601648 | BUDGET RENT-A-CAR SYSTEMS INC 2101 | GENERAL LYMAN FIELD HILO INTERNATIONAL AIRPORT | Hilo | HI | 96720 | AVIS RENT A CAR SYSTEM LLC | 6 Sylvan Way Dept 29-C93-36 | Hilo | HI | 96720 | R-2 | 1981-04-22 | Permanently Out of Use | 1995-12-05 | 8000 | Gasoline
9-601405 | FAA- HILO TOWER (ITO - ATCT) | GENERAL LYMAN FIELD P.O. BOX 4909 | Hilo | HI | 96720 | FEDERAL AVIATION ADMINISTRATION | WESTERN PACIFIC REGION 6700 KALANIANAOLE HWY, SUITE 111 | Hilo | HI | 96720 | R-ITO-ATCT | 1979-02-01 | Permanently Out of Use | 1998-03-03 | 1000 | Diesel
9-601537 | ALAMO RENT-A-CAR INC | GENERAL LYMAN FIELD / 131 KEKUANAOA PL | Hilo | HI | 96720 | Vanguard Car Rental USA Inc. | c/o Paul, Hastings, .. 875 15th Street NW | Hilo | HI | 96720 | r-1 | 1992-05-30 | Permanently out of Use | 2008-08-25 | 1000 | Gasoline
9-601408 | FAA - PAHOA H | GENERAL LYMAN FIELD / P.O. BOX 4909 | Hilo | HI | 96720 | FEDERAL AVIATION ADMINISTRATION | WESTERN PACIFIC REGION 6700 KALANIANAOLE HWY, SUITE 111 | Hilo | HI | 96720 | R-1 | 1961-01-28 | Permanently Out of Use | 1992-04-13 | 250 | Gasoline
9-601406 | FAA - HILO VORTAC | GENERAL LYMAN FIELD / P.O. BOX 4909 | Hilo | HI | 96720 | FEDERAL AVIATION ADMINISTRATION | WESTERN PACIFIC REGION 6700 KALANIANAOLE HWY, SUITE 111 | Hilo | HI | 96720 | R-1 | 1961-01-28 | Permanently Out of Use | 1992-04-15 | 500 | Gasoline
9-601403 | FAA HILO ASR8 | GENERAL LYMAN FIELD / P.O. BOX 4909 | Hilo | HI | 96720 | FEDERAL AVIATION ADMINISTRATION | WESTERN PACIFIC REGION 6700 KALANIANAOLE HWY, SUITE 111 | Hilo | HI | 96720 | R-ITO-ASR | 1980-09-01 | Permanently Out of Use | 1998-03-17 | 1000 | Diesel
9-601407 | FAA - PAHOA ATCBI | GENERAL LYMAN FIELD / P.O. BOX 4909 | Hilo | HI | 96720 | FEDERAL AVIATION ADMINISTRATION | WESTERN PACIFIC REGION 6700 KALANIANAOLE HWY, SUITE 111 | Hilo | HI | 96720 | R-1 | 1995-02-27 | Permanently Out of Use | 1998-02-18 | 515 | Diesel
9-603497 | HERTZ U-DRIVE (PMID ITO) | GENERAL LYMAN FIELD OLD TERMINAL BLDG | Hilo | HI | 96720 | ALAMO RENT A CAR | KEAHOLE U DRIVE BASEYARD LOT 002115A | Hilo | HI | 96720 | R-1 | 1963-01-01 | Permanently Out of Use | 1999-01-22 | 1000 | Gasoline
9-600465 | HIRANO STORE | GLENWOOD, HWY 11 P.O. Box 176 | Mountain View | HI | 96771 | E.S. GLENWOOD, INC. DBA HIRANO STORE | P.O. BOX 1166 | Mountain View | HI | 96771 | R-4 | 1977-06-14 | Permanently Out of Use | 1999-12-13 | 3000 | Gasoline
9-600465 | HIRANO STORE | GLENWOOD, HWY 11 P.O. Box 176 | Mountain View | HI | 96771 | E.S. GLENWOOD, INC. DBA HIRANO STORE | P.O. BOX 1166 | Mountain View | HI | 96771 | R-3 | 1968-06-14 | Permanently Out of Use | 1999-12-13 | 5000 | Gasoline
9-600465 | HIRANO STORE | GLENWOOD, HWY 11 P.O. Box 176 | Mountain View | HI | 96771 | E.S. GLENWOOD, INC. DBA HIRANO STORE | P.O. BOX 1166 | Mountain View | HI | 96771 | R-2 | 1968-06-14 | Permanently Out of Use | 1999-12-13 | 2000 | Gasoline
9-600465 | HIRANO STORE | GLENWOOD, HWY 11 P.O. Box 176 | Mountain View | HI | 96771 | E.S. GLENWOOD, INC. DBA HIRANO STORE | P.O. BOX 1166 | Mountain View | HI | 96771 | R-1 | 1968-06-14 | Permanently Out of Use | 1999-12-13 | 2000 | Gasoline
9-602404 | VOLCANO GOLF & COUNTRY CLUB | GOLF COURSE RD | Hawaii Volcanoes National Park | HI | 96718 | VOLCANO GOLF AND COUNTRY CLUB | P.O. BOX 46 | Hawaii Volcanoes National Park | HI | 96718 | R-2 | 1981-01-01 | Permanently Out of Use | 1998-12-16 | 500 | Diesel
9-602404 | VOLCANO GOLF & COUNTRY CLUB | GOLF COURSE RD | Hawaii Volcanoes National Park | HI | 96718 | VOLCANO GOLF AND COUNTRY CLUB | P.O. BOX 46 | Hawaii Volcanoes National Park | HI | 96718 | R-1 | 1981-01-01 | Permanently Out of Use | 1998-12-16 | 500 | Gasoline
9-603463 | FRANK DECAIRES | GOVERNMENT MAIN ROAD | Laupahoehoe | HI | 96764 | FRANK DECAIRES | P.O. BOX 7 | Laupahoehoe | HI | 96764 | R-2 | 1981-01-01 | Permanently Out of Use | 1999-12-03 | 1000 | Gasoline
9-603463 | FRANK DECAIRES | GOVERNMENT MAIN ROAD | Laupahoehoe | HI | 96764 | FRANK DECAIRES | P.O. BOX 7 | Laupahoehoe | HI | 96764 | R-1 | 1981-01-01 | Permanently Out of Use | 1999-12-03 | 1000 | Gasoline
9-102894 | COALITION FOR SPECIALIZED HOUSING | H-1 AND KAMEHAMEHA HWY | Aiea | HI | 96701 | COALITION FOR SPECIALIZED HOUSING | 47 KAAPUNI St | Aiea | HI | 96701 | R-1 |  | Permanently Out of Use |  | 500 | Gasoline
9-202391 | H-3 TUNNEL FACILITY | H-3 TUNNELS CONTROL BUILDING | Aiea | HI | 96701 | DOT- Highways Division, Oahu District | 727 Kakoi St. | Aiea | HI | 96701 | M-1 | 1992-04-01 | Currently In Use |  | 3000 | Diesel
9-200353 | OMEGA STATION | HAIKU RD / P.O. BOX H | Kaneohe | HI | 96744 | U.S. FOURTEENTH COAST GUARD DIST | 300 ALA MOANA BOULEVARD | Kaneohe | HI | 96744 | M-1 | 1946-09-04 | Permanently Out of Use | 1994-09-13 | 25000 | Gasoline
9-602731 | MAUNA KEA AGRIBUSINESS CO | HAKALAU SEED TREATING PLANT MAMALAHOA HWY | Hakalau | HI | 96710 | MAUNA KEA AGRIBUSINESS CO | P.O. BOX 15 | Hakalau | HI | 96710 | R-7 |  | Permanently Out of Use | 1988-10-30 | 7000 | Diesel
9-602731 | MAUNA KEA AGRIBUSINESS CO | HAKALAU SEED TREATING PLANT MAMALAHOA HWY | Hakalau | HI | 96710 | MAUNA KEA AGRIBUSINESS CO | P.O. BOX 15 | Hakalau | HI | 96710 | R-8 |  | Permanently Out of Use | 1988-10-30 | 7000 | Gasoline
9-201162 | PRESTRESSED CONCRETE PRODUCTS | HALAWA QUARRY | Aiea | HI | 96701 | UNOCAL CORPORATION | 3915 Mission Avenue #7416 | Aiea | HI | 96701 | r-C-2 | 1968-05-07 | Permanently out of Use |  | 2000 | Diesel
9-201162 | PRESTRESSED CONCRETE PRODUCTS | HALAWA QUARRY | Aiea | HI | 96701 | UNOCAL CORPORATION | 3915 Mission Avenue #7416 | Aiea | HI | 96701 | r-C-1 | 1968-05-07 | Permanently out of Use |  | 1000 | Gasoline
9-503349 | FORMALLY HERTZ RENT-A-CAR | HALAWAI DR BLDG 3 | Kaanapali | HI | 96761 | MAUI PETROLEUM, Inc. | 385 HUKILIKE ST, SUITE 200 | Kaanapali | HI | 96761 | R-1 |  | Permanently Out of Use | 1998-01-13 | 5000 | Gasoline
9-600748 | MAUNA LOA MACDAMIA NUT CORP | HALEKII ST TMK: 8-1-03-40 | Kealakekua | HI | 96750 | MAUNA LOA MACADAMIA NUT CORPORATION |  | Kealakekua | HI | 96750 | R-1 | 1965-12-30 | Permanently Out of Use | 1993-01-07 | 550 | Used Oil
9-500394 | EAST MAUI IRRIGATION CO | HANA HWY | Keanae | HI | 96708 | EAST MAUI IRRIGATION CO., LTD. | P.O. BOX H | Keanae | HI | 96708 | R-1 | 1951-03-28 | Permanently Out of Use | 1988-12-01 | 550 | Gasoline
9-507012 | PAIA LIME KILN | HANA HWY | Paia | HI | 96779 | HAWAIIAN COMMERCIAL AND SUGAR CO | HANSEN ROAD | Paia | HI | 96779 | R-13A | 1946-05-05 | Permanently Out of Use | 1988-11-11 | 4100 | Other
9-507012 | PAIA LIME KILN | HANA HWY | Paia | HI | 96779 | HAWAIIAN COMMERCIAL AND SUGAR CO | HANSEN ROAD | Paia | HI | 96779 | R-13 | 1946-05-05 | Permanently Out of Use | 1988-11-11 | 6300 | Other
9-501346 | KUAU SPS 2 | HANA HWY / AOLANI PL | Kahului | HI | 96732 | COUNTY OF MAUI - PUBLIC WORKS & WASTE MANAGEMENT | 200 S HIGH ST | Kahului | HI | 96732 | R-M-1 | 1985-05-05 | Permanently Out of Use | 1998-11-16 | 285 | Diesel
9-501350 | KAHULUI SPS | HANA HWY/HOBRON AVE | Kahului | HI | 96732 | COUNTY OF MAUI - PUBLIC WORKS & WASTE MANAGEMENT | 200 S HIGH ST | Kahului | HI | 96732 | R-M-1 | 1977-05-05 | Permanently Out of Use | 1998-10-09 | 1500 | Diesel
9-503423 | KUAU 4 PUMP STN | HANA HWY/HONO PLACE | ZipCode Unknown | XX | 99999 | COUNTY OF MAUI - PUBLIC WORKS & WASTE MANAGEMENT | 200 S HIGH ST | ZipCode Unknown | XX | 99999 | R-1 | 1985-01-01 | Permanently Out of Use | 1998-11-12 | 285 | Diesel
9-501345 | KUAU SPS 1 | HANA HWY/KAIAE LN | Kahului | HI | 96732 | COUNTY OF MAUI - PUBLIC WORKS & WASTE MANAGEMENT | 200 S HIGH ST | Kahului | HI | 96732 | R-M-1 | 1985-05-05 | Permanently Out of Use | 1998-11-17 | 240 | Diesel
9-501351 | KUAU SPS 3 | HANA HWY/LAE PL | Kahului | HI | 96732 | COUNTY OF MAUI - PUBLIC WORKS & WASTE MANAGEMENT | 200 S HIGH ST | Kahului | HI | 96732 | R-M-1 | 1985-05-05 | Permanently Out of Use | 1998-11-13 | 285 | Diesel
9-700679 | LIHUE PLANTATION CO. LTD | HANAMAULU MOTOR POOL / KUHIO HWY | Hanamaulu | HI | 96715 | AMFAC SUGAR KAUAI | 2970 KELE ST | Hanamaulu | HI | 96715 | R-04 | 1966-04-22 | Permanently Out of Use |  | 2000 | Gasoline
9-700679 | LIHUE PLANTATION CO. LTD | HANAMAULU MOTOR POOL / KUHIO HWY | Hanamaulu | HI | 96715 | AMFAC SUGAR KAUAI | 2970 KELE ST | Hanamaulu | HI | 96715 | R-01 | 1971-04-23 | Permanently Out of Use |  | 12000 | Diesel
9-700679 | LIHUE PLANTATION CO. LTD | HANAMAULU MOTOR POOL / KUHIO HWY | Hanamaulu | HI | 96715 | AMFAC SUGAR KAUAI | 2970 KELE ST | Hanamaulu | HI | 96715 | R-03 | 1966-04-22 | Permanently Out of Use |  | 6000 | Gasoline
9-700679 | LIHUE PLANTATION CO. LTD | HANAMAULU MOTOR POOL / KUHIO HWY | Hanamaulu | HI | 96715 | AMFAC SUGAR KAUAI | 2970 KELE ST | Hanamaulu | HI | 96715 | R-02 |  | Permanently Out of Use |  | 6000 | Gasoline
9-700635 | AKITA ENTERPRISES, LTD. | HANAPEPE / TANK 1 | Lihue | HI | 96766 | AKITA ENTERPRISES, LTD | 2960 AUKELE ST. P.O. BOX 1685 | Lihue | HI | 96766 | R-1 | 1980-03-30 | Permanently Out of Use | 1983-04-30 | 3000 | Gasoline
9-501593 | PUUNENE FACTORY AREA | HANSEN RD | Puunene | HI | 96784 | HAWAIIAN COMMERCIAL AND SUGAR CO | HANSEN ROAD | Puunene | HI | 96784 | R-12 | 1948-05-05 | Permanently Out of Use | 1988-12-04 | 1500 | Used Oil
9-501593 | PUUNENE FACTORY AREA | HANSEN RD | Puunene | HI | 96784 | HAWAIIAN COMMERCIAL AND SUGAR CO | HANSEN ROAD | Puunene | HI | 96784 | R-1 | 1975-05-06 | Permanently Out of Use | 1988-12-09 | 8000 | Gasoline
9-501593 | PUUNENE FACTORY AREA | HANSEN RD | Puunene | HI | 96784 | HAWAIIAN COMMERCIAL AND SUGAR CO | HANSEN ROAD | Puunene | HI | 96784 | R-2 | 1975-05-06 | Permanently Out of Use | 1988-12-14 | 8000 | Gasoline
9-501593 | PUUNENE FACTORY AREA | HANSEN RD | Puunene | HI | 96784 | HAWAIIAN COMMERCIAL AND SUGAR CO | HANSEN ROAD | Puunene | HI | 96784 | R-4 | 1966-05-05 | Permanently Out of Use | 1988-11-30 | 5500 | Diesel
9-501593 | PUUNENE FACTORY AREA | HANSEN RD | Puunene | HI | 96784 | HAWAIIAN COMMERCIAL AND SUGAR CO | HANSEN ROAD | Puunene | HI | 96784 | R-9 | 1920-05-05 | Permanently Out of Use | 1988-12-08 | 2500 | Used Oil
9-501593 | PUUNENE FACTORY AREA | HANSEN RD | Puunene | HI | 96784 | HAWAIIAN COMMERCIAL AND SUGAR CO | HANSEN ROAD | Puunene | HI | 96784 | R-9A | 1920-05-05 | Permanently Out of Use | 1988-12-05 | 1000 | Used Oil
9-501593 | PUUNENE FACTORY AREA | HANSEN RD | Puunene | HI | 96784 | HAWAIIAN COMMERCIAL AND SUGAR CO | HANSEN ROAD | Puunene | HI | 96784 | R-11 | 1948-05-05 | Permanently Out of Use | 1988-12-05 | 2000 | Used Oil
9-501593 | PUUNENE FACTORY AREA | HANSEN RD | Puunene | HI | 96784 | HAWAIIAN COMMERCIAL AND SUGAR CO | HANSEN ROAD | Puunene | HI | 96784 | R-10 | 1920-05-05 | Permanently Out of Use | 1988-12-07 | 1500 | Used Oil
9-501602 | HI DOT HIGHWAYS DIVISION | HANSEN RD - OLD BASEYARD | Kahului | HI | 96732 | STATE DOT - HIGHWAYS DIVISION |  | Kahului | HI | 96732 | 1 |  | Permanently Out of Use |  | 500 | Diesel
9-501602 | HI DOT HIGHWAYS DIVISION | HANSEN RD - OLD BASEYARD | Kahului | HI | 96732 | STATE DOT - HIGHWAYS DIVISION |  | Kahului | HI | 96732 | R-2 |  | Permanently Out of Use | 1998-08-19 | 1000 | Gasoline
9-701708 | PACIFIC MISSILE RANGE | HAWAII AIR NATIONAL GUARD BLDG 359 | Kekaha | HI | 96752 | US NAVY - COMNAVREG - HI | 850 Ticonderoga Street, Suite 110 | Kekaha | HI | 96752 | R-359 | 1988-04-01 | Permanently Out of Use | 2004-03-24 | 560 | Used Oil
9-603563 | PAAUILO STORE | HAWAII BELT RD | Paauilo | HI | 96776 | KAMEHAMEHA SCHOOLS BERNICE PAUAHI BISHOP ESTATE | P. O. BOX 495 | Paauilo | HI | 96776 | R-1 |  | Permanently Out of Use | 1999-12-22 | 550 | Gasoline
9-603563 | PAAUILO STORE | HAWAII BELT RD | Paauilo | HI | 96776 | KAMEHAMEHA SCHOOLS BERNICE PAUAHI BISHOP ESTATE | P. O. BOX 495 | Paauilo | HI | 96776 | R-2 |  | Permanently Out of Use | 1999-12-22 | 550 | Gasoline
9-603563 | PAAUILO STORE | HAWAII BELT RD | Paauilo | HI | 96776 | KAMEHAMEHA SCHOOLS BERNICE PAUAHI BISHOP ESTATE | P. O. BOX 495 | Paauilo | HI | 96776 | R-3 |  | Permanently Out of Use | 1999-12-22 | 550 | Kerosene
9-601608 | KOHALA SERVICE STATION | HAWI-NIULI RD | Kapaau | HI | 96755 | MINORU KAYATANI | P. O. BOX 97 | Kapaau | HI | 96755 | R-1 | 1938-12-31 | Permanently Out of Use | 1997-12-04 | 6000 | Gasoline
9-601608 | KOHALA SERVICE STATION | HAWI-NIULI RD | Kapaau | HI | 96755 | MINORU KAYATANI | P. O. BOX 97 | Kapaau | HI | 96755 | R-2 | 1938-12-31 | Permanently Out of Use | 1997-12-04 | 6000 | Gasoline
9-600578 | KOHALA CENTRAL OFFICE | HAWI-NIULII RD | Kohala | HI | 96755 | VERIZON HAWAII | 1177 BISHOP ST. P.O. BOX 2200 Hon.HI 96841 | Kohala | HI | 96755 | R-1 | 1967-05-08 | Permanently Out of Use | 1994-07-06 | 310 | Gasoline
9-601880 | HAWAII NATIONAL GUARD YOUTH CHALLENGE ACADEMY - Kulani | HC- 01 STAINBACK HWY | Hilo | HI | 96720 | DEPARTMENT OF DEFENSE (National Guard) | P.O. Box 5210 | Hilo | HI | 96720 | R-2 | 1946-06-21 | Permanently Out of Use | 1992-01-28 | 1800 | Gasoline
9-601880 | HAWAII NATIONAL GUARD YOUTH CHALLENGE ACADEMY - Kulani | HC- 01 STAINBACK HWY | Hilo | HI | 96720 | DEPARTMENT OF DEFENSE (National Guard) | P.O. Box 5210 | Hilo | HI | 96720 | R-1 | 1949-06-21 | Permanently Out of Use | 1994-02-14 | 2000 | Diesel
9-601880 | HAWAII NATIONAL GUARD YOUTH CHALLENGE ACADEMY - Kulani | HC- 01 STAINBACK HWY | Hilo | HI | 96720 | DEPARTMENT OF DEFENSE (National Guard) | P.O. Box 5210 | Hilo | HI | 96720 | 2 | 1991-01-01 | Currently In Use |  | 6000 | Diesel
9-601880 | HAWAII NATIONAL GUARD YOUTH CHALLENGE ACADEMY - Kulani | HC- 01 STAINBACK HWY | Hilo | HI | 96720 | DEPARTMENT OF DEFENSE (National Guard) | P.O. Box 5210 | Hilo | HI | 96720 | 1 | 1991-01-01 | Currently In Use |  | 6000 | Gasoline
9-101053 | HICKAM POL ANNEX (KIPAPA) | HDQR 15TH AIR BASE WING (15ABW) | Hickam Air Force Base | HI | 96853 | U.S. AIR FORCE |  | Hickam Air Force Base | HI | 96853 | r-4 |  | Permanently out of Use | 2008-02-12 | 1000 | Other
9-101053 | HICKAM POL ANNEX (KIPAPA) | HDQR 15TH AIR BASE WING (15ABW) | Hickam Air Force Base | HI | 96853 | U.S. AIR FORCE |  | Hickam Air Force Base | HI | 96853 | r-F-41122 | 1941-05-07 | Permanently out of Use | 2002-12-31 | 2650000 | Other
9-101053 | HICKAM POL ANNEX (KIPAPA) | HDQR 15TH AIR BASE WING (15ABW) | Hickam Air Force Base | HI | 96853 | U.S. AIR FORCE |  | Hickam Air Force Base | HI | 96853 | r-F-41124 | 1941-05-07 | Permanently out of Use | 2002-12-31 | 2650000 | Other
9-101053 | HICKAM POL ANNEX (KIPAPA) | HDQR 15TH AIR BASE WING (15ABW) | Hickam Air Force Base | HI | 96853 | U.S. AIR FORCE |  | Hickam Air Force Base | HI | 96853 | r-F-41123 | 1941-05-07 | Permanently out of Use | 2002-12-31 | 2650000 | Other
9-101053 | HICKAM POL ANNEX (KIPAPA) | HDQR 15TH AIR BASE WING (15ABW) | Hickam Air Force Base | HI | 96853 | U.S. AIR FORCE |  | Hickam Air Force Base | HI | 96853 | r-F-41121 | 1941-05-07 | Permanently out of Use | 2002-12-31 | 2650000 | Other
9-101053 | HICKAM POL ANNEX (KIPAPA) | HDQR 15TH AIR BASE WING (15ABW) | Hickam Air Force Base | HI | 96853 | US Navy - Commandar Navy Region Hawaii | 850 Ticonderoga Street, Suite 110 | Hickam Air Force Base | HI | 96853 | r-F-41124 | 1941-05-07 | Permanently out of Use | 2002-12-31 | 2650000 | Other
9-101053 | HICKAM POL ANNEX (KIPAPA) | HDQR 15TH AIR BASE WING (15ABW) | Hickam Air Force Base | HI | 96853 | US Navy - Commandar Navy Region Hawaii | 850 Ticonderoga Street, Suite 110 | Hickam Air Force Base | HI | 96853 | r-4 |  | Permanently out of Use | 2008-02-12 | 1000 | Other
9-101053 | HICKAM POL ANNEX (KIPAPA) | HDQR 15TH AIR BASE WING (15ABW) | Hickam Air Force Base | HI | 96853 | US Navy - Commandar Navy Region Hawaii | 850 Ticonderoga Street, Suite 110 | Hickam Air Force Base | HI | 96853 | r-F-41121 | 1941-05-07 | Permanently out of Use | 2002-12-31 | 2650000 | Other
9-101053 | HICKAM POL ANNEX (KIPAPA) | HDQR 15TH AIR BASE WING (15ABW) | Hickam Air Force Base | HI | 96853 | US Navy - Commandar Navy Region Hawaii | 850 Ticonderoga Street, Suite 110 | Hickam Air Force Base | HI | 96853 | r-F-41122 | 1941-05-07 | Permanently out of Use | 2002-12-31 | 2650000 | Other
9-101053 | HICKAM POL ANNEX (KIPAPA) | HDQR 15TH AIR BASE WING (15ABW) | Hickam Air Force Base | HI | 96853 | US Navy - Commandar Navy Region Hawaii | 850 Ticonderoga Street, Suite 110 | Hickam Air Force Base | HI | 96853 | r-F-41123 | 1941-05-07 | Permanently out of Use | 2002-12-31 | 2650000 | Other
9-102866 | U.S. ARMY WASTEWATER TREATMENT | HELEMANO RAD. REC. STATION / BLDG 201 | Schofield Barracks | HI | 96857 | U.S. ARMY SUPPORT COMMAND, HAWAII |  | Schofield Barracks | HI | 96857 | R-0201-1 |  | Permanently Out of Use | 1994-06-13 | 500 | Diesel
9-102867 | U.S. ARMY WASHING FAC. PLATFORM UST HMR 216 | HELEMANO RAD. REC. STATION BLDG 216 TANK HMR 210 | Schofield Barracks | HI | 96857 | 25TH ID (LIGHT) & USARHAW | ATTN: DPW, USAG-HI | Schofield Barracks | HI | 96857 | R-1 |  | Permanently Out of Use | 2003-05-15 | 550 | Used Oil
9-501790 | POLICE MOTOR POOL | HIGH & MAIN ST | Wailuku | HI | 96793 | COUNTY OF MAUI - POLICE DEPT | 55 MAHALANI ST | Wailuku | HI | 96793 | R-1 | 1946-05-02 | Permanently Out of Use | 1987-02-27 | 2000 | Gasoline
9-501790 | POLICE MOTOR POOL | HIGH & MAIN ST | Wailuku | HI | 96793 | COUNTY OF MAUI - POLICE DEPT | 55 MAHALANI ST | Wailuku | HI | 96793 | R-2 | 1946-05-02 | Permanently Out of Use | 1987-02-27 | 2000 | Gasoline
9-601248 | MENTO'S SERVICE STATION | HIGHWAY 19 | Hilo | HI | 96720 | CHEVRON PRODUCTS COMPANY | 91-480 MALAKOLE ST. | Hilo | HI | 96720 | R-1 | 1967-03-26 | Permanently Out of Use | 1987-03-02 | 3000 | Gasoline
9-601248 | MENTO'S SERVICE STATION | HIGHWAY 19 | Hilo | HI | 96720 | CHEVRON PRODUCTS COMPANY | 91-480 MALAKOLE ST. | Hilo | HI | 96720 | R-4 | 1967-03-26 | Permanently Out of Use | 1987-03-02 | 1000 | Used Oil
9-601248 | MENTO'S SERVICE STATION | HIGHWAY 19 | Hilo | HI | 96720 | CHEVRON PRODUCTS COMPANY | 91-480 MALAKOLE ST. | Hilo | HI | 96720 | R-2 | 1967-03-26 | Permanently Out of Use | 1987-03-02 | 6500 | Gasoline
9-601248 | MENTO'S SERVICE STATION | HIGHWAY 19 | Hilo | HI | 96720 | CHEVRON PRODUCTS COMPANY | 91-480 MALAKOLE ST. | Hilo | HI | 96720 | R-3 | 1967-03-26 | Permanently Out of Use | 1987-03-02 | 7500 | Gasoline
9-500425 | ULUPALAKUA RANCH STORE | HIGHWAY 37 | Kula | HI | 96790 | ULUPALAKUA RANCH, INC. | P.O. BOX 901 | Kula | HI | 96790 | R-001 | 1964-01-01 | Permanently Out of Use | 1989-09-01 | 2000 | Gasoline
9-500425 | ULUPALAKUA RANCH STORE | HIGHWAY 37 | Kula | HI | 96790 | ULUPALAKUA RANCH, INC. | P.O. BOX 901 | Kula | HI | 96790 | R-002 | 1964-01-01 | Permanently Out of Use | 1989-09-01 | 500 | Gasoline
9-601613 | HERTZ RENT-A-CAR HILO (PMID ITO009102) | HILO AIRPORT / GENERAL LYMAN FIELD (2605-10) | Hilo | HI | 96720 | THE HERTZ CORPORATION | 225 BRAE BLVD | Hilo | HI | 96720 | 2 | 1992-01-01 | Currently in Use |  | 10000 | Gasoline
9-601613 | HERTZ RENT-A-CAR HILO (PMID ITO009102) | HILO AIRPORT / GENERAL LYMAN FIELD (2605-10) | Hilo | HI | 96720 | THE HERTZ CORPORATION | 225 BRAE BLVD | Hilo | HI | 96720 | R-1 | 1977-01-31 | Permanently Out of Use | 1992-01-08 | 10000 | Gasoline
9-601614 | HILO INTERNATIONAL AIRPORT -- ARFF Fire Training pit | HILO INTERNATIONAL AIRPORT | Hilo | HI | 96720 | STATE DOT - AIRPORTS DIVISION |  | Hilo | HI | 96720 | r-9 | 1994-04-01 | Permanently out of Use | 2006-02-08 | 6000 | Other
9-601614 | HILO INTERNATIONAL AIRPORT -- ARFF Fire Training pit | HILO INTERNATIONAL AIRPORT | Hilo | HI | 96720 | STATE DOT - AIRPORTS DIVISION |  | Hilo | HI | 96720 | R-8 | 1978-12-30 | Permanently Out of Use | 1997-02-21 | 550 | Used Oil
9-601614 | HILO INTERNATIONAL AIRPORT -- ARFF Fire Training pit | HILO INTERNATIONAL AIRPORT | Hilo | HI | 96720 | STATE DOT - AIRPORTS DIVISION |  | Hilo | HI | 96720 | R-7 | 1984-01-31 | Permanently Out of Use | 1997-02-21 | 550 | Diesel
9-601614 | HILO INTERNATIONAL AIRPORT -- ARFF Fire Training pit | HILO INTERNATIONAL AIRPORT | Hilo | HI | 96720 | STATE DOT - AIRPORTS DIVISION |  | Hilo | HI | 96720 | R-3 | 1978-01-31 | Permanently Out of Use | 1997-02-21 | 550 | Diesel
9-601614 | HILO INTERNATIONAL AIRPORT -- ARFF Fire Training pit | HILO INTERNATIONAL AIRPORT | Hilo | HI | 96720 | STATE DOT - AIRPORTS DIVISION |  | Hilo | HI | 96720 | R-2 | 1978-01-31 | Permanently Out of Use | 1997-02-21 | 1000 | Gasoline
9-601614 | HILO INTERNATIONAL AIRPORT -- ARFF Fire Training pit | HILO INTERNATIONAL AIRPORT | Hilo | HI | 96720 | STATE DOT - AIRPORTS DIVISION |  | Hilo | HI | 96720 | R-1 | 1976-01-31 | Permanently Out of Use | 1997-02-21 | 550 | Diesel
9-601614 | HILO INTERNATIONAL AIRPORT -- ARFF Fire Training pit | HILO INTERNATIONAL AIRPORT | Hilo | HI | 96720 | STATE DOT - AIRPORTS DIVISION |  | Hilo | HI | 96720 | R-6 | 1962-12-31 | Permanently Out of Use | 1991-09-09 | 550 | Gasoline
9-601614 | HILO INTERNATIONAL AIRPORT -- ARFF Fire Training pit | HILO INTERNATIONAL AIRPORT | Hilo | HI | 96720 | STATE DOT - AIRPORTS DIVISION |  | Hilo | HI | 96720 | R-5 | 1954-12-31 | Permanently Out of Use | 1991-09-09 | 550 | Gasoline
9-601614 | HILO INTERNATIONAL AIRPORT -- ARFF Fire Training pit | HILO INTERNATIONAL AIRPORT | Hilo | HI | 96720 | STATE DOT - AIRPORTS DIVISION |  | Hilo | HI | 96720 | R-4 | 1954-12-31 | Permanently Out of Use | 1991-09-09 | 550 | Gasoline
9-101699 | HI DOT AIRPORTS DIVISION (OLD FAA SITE) (pmid 004109) | HNLA-RTR | Honolulu | HI | 96819 | STATE DOT - AIRPORTS DIVISION |  | Honolulu | HI | 96819 | R-1 | 1967-03-16 | Permanently Out of Use | 1987-01-02 | 500 | Diesel
9-600452 | COUNTY OF HAWAII | HOEA RD NORTH B-12 | Hawi | HI | 96719 | COUNTY OF HAWAII | 25 AUPUNI ST | Hawi | HI | 96719 | R-2 | 1975-05-02 | Permanently Out of Use |  | 550 | Diesel
9-600452 | COUNTY OF HAWAII | HOEA RD NORTH B-12 | Hawi | HI | 96719 | COUNTY OF HAWAII | 25 AUPUNI ST | Hawi | HI | 96719 | R-1 | 1975-05-02 | Permanently Out of Use |  | 5000 | Other
9-703209 | MUNICIPAL WELL 0919-03 | HOKUALELE RD | Honolulu | HI | 96805 | Environmental Science International, Inc. | 354 Uluniu St, suite 304 | Honolulu | HI | 96805 | R-1 | 1993-01-01 | Permanently Out of Use | 1996-07-23 | 4300 | Diesel
9-503635 | PAPILLION HAWAIIAN HELICOPTERS HELIPORT | HONOAPIILANI HIGHWAY | Kapalua | HI | 96761 | PAPILLON HAWAIIAN HELICOPTERS | P.O. BOX 1478 KAHULUI HELIPORT | Kapalua | HI | 96761 | R-1 | 1986-04-01 | Permanently Out of Use | 1990-11-06 | 12000 | Other
9-502529 | HAWAIIAN CEMENT - WAIKAPU QUARRY | HONOAPIILANI HWY | Wailuku | HI | 96793 | HAWAIIAN CEMENT CO | P.O. BOX 488 / WAIKAPU QUARRY | Wailuku | HI | 96793 | R-1 |  | Permanently Out of Use | 1991-09-13 | 25000 | Other
9-502529 | HAWAIIAN CEMENT - WAIKAPU QUARRY | HONOAPIILANI HWY | Wailuku | HI | 96793 | HAWAIIAN CEMENT CO | P.O. BOX 488 / WAIKAPU QUARRY | Wailuku | HI | 96793 | R-6 |  | Permanently Out of Use | 1992-03-19 | 28000 | Other
9-502529 | HAWAIIAN CEMENT - WAIKAPU QUARRY | HONOAPIILANI HWY | Wailuku | HI | 96793 | HAWAIIAN CEMENT CO | P.O. BOX 488 / WAIKAPU QUARRY | Wailuku | HI | 96793 | R-5 |  | Permanently Out of Use | 1992-03-19 | 28000 | Other
9-502529 | HAWAIIAN CEMENT - WAIKAPU QUARRY | HONOAPIILANI HWY | Wailuku | HI | 96793 | HAWAIIAN CEMENT CO | P.O. BOX 488 / WAIKAPU QUARRY | Wailuku | HI | 96793 | R-4 |  | Permanently Out of Use | 1992-03-19 | 7000 | Other
9-502529 | HAWAIIAN CEMENT - WAIKAPU QUARRY | HONOAPIILANI HWY | Wailuku | HI | 96793 | HAWAIIAN CEMENT CO | P.O. BOX 488 / WAIKAPU QUARRY | Wailuku | HI | 96793 | R-3 |  | Permanently Out of Use | 1992-03-19 | 7000 | Other
9-501417 | AMFAC MAINTENANCE BUILDING | HONOAPIILANI HWY | Lahaina | HI | 96761 | AMFAC PROPERTY INVESTMENT CORP. | 2530 KEKAA DRIVE | Lahaina | HI | 96761 | R-1 | 1970-03-24 | Permanently Out of Use | 1990-09-30 | 3000 | Gasoline
9-502529 | HAWAIIAN CEMENT - WAIKAPU QUARRY | HONOAPIILANI HWY | Wailuku | HI | 96793 | HAWAIIAN CEMENT CO | P.O. BOX 488 / WAIKAPU QUARRY | Wailuku | HI | 96793 | R-2 | 1966-12-30 | Permanently Out of Use | 1991-11-20 | 3000 | Gasoline
9-501417 | AMFAC MAINTENANCE BUILDING | HONOAPIILANI HWY | Lahaina | HI | 96761 | AMFAC PROPERTY INVESTMENT CORP. | 2530 KEKAA DRIVE | Lahaina | HI | 96761 | R-3 | 1970-03-24 | Permanently Out of Use | 1990-09-30 | 3000 | Gasoline
9-501417 | AMFAC MAINTENANCE BUILDING | HONOAPIILANI HWY | Lahaina | HI | 96761 | AMFAC PROPERTY INVESTMENT CORP. | 2530 KEKAA DRIVE | Lahaina | HI | 96761 | R-2 | 1970-03-24 | Permanently Out of Use | 1990-09-30 | 3000 | Gasoline
9-500549 | NAPILI CENTRAL OFFICE | HONOAPIILANI HWY & HUI RD EAST | Napili | HI | 96761 | Hawaiian Telcom | P.O. Box 2200 | Napili | HI | 96761 | R-1 | 1985-05-07 | Permanently Out of Use | 1996-09-04 | 550 | Diesel
9-500549 | NAPILI CENTRAL OFFICE | HONOAPIILANI HWY & HUI RD EAST | Napili | HI | 96761 | Hawaiian Telcom | P.O. Box 2200 | Napili | HI | 96761 | M-2 | 1996-08-09 | Currently In Use |  | 600 | Diesel
9-200204 | FAA - MAUNA KAPU (QMKB RTR) | HONOLULU AIRPORT, BLDG 3568 WORC | Honolulu | HI | 96818 | FEDERAL AVIATION ADMINISTRATION | WESTERN PACIFIC REGION 6700 KALANIANAOLE HWY, SUITE 111 | Honolulu | HI | 96818 | R-1 | 1961-12-30 | Permanently Out of Use | 1992-08-05 | 500 | Gasoline
9-100200 | FAA - HNL RTR | HONOLULU INTERNATIONAL AIRPORT | Honolulu | HI | 96825 | FEDERAL AVIATION ADMINISTRATION | WESTERN PACIFIC REGION 6700 KALANIANAOLE HWY, SUITE 111 | Honolulu | HI | 96825 | R-M-1 | 1962-03-16 | Permanently Out of Use | 1998-01-12 | 1000 | Diesel
9-103706 | JAPAN AIRLINES (PMID 004104A) | HONOLULU INTERNATIONAL AIRPORT | Honolulu | HI | 96819 | JAPAN AIRLINES | HONOLULU INTERNATIONAL AIRPORT | Honolulu | HI | 96819 | R-1 | 1975-01-01 | Permanently Out of Use | 1986-01-02 | 500 | Not Listed
9-100229 | HAWAIIAN AIRLINES INC. (PMID 004101) | HONOLULU INTERNATIONAL AIRPORT | Honolulu | HI | 96820 | HAWAIIAN AIRLINES INC. | P.O. BOX 30008 | Honolulu | HI | 96820 | R-003 | 1962-01-01 | Permanently Out of Use | 1994-05-22 | 2000 | Used Oil
9-200202 | FAA - HNL ASR | HONOLULU INTERNATIONAL AIRPORT | Honolulu | HI | 96819 | FEDERAL AVIATION ADMINISTRATION | WESTERN PACIFIC REGION 6700 KALANIANAOLE HWY, SUITE 111 | Honolulu | HI | 96819 | R-1 | 1980-03-16 | Permanently Out of Use | 1995-01-16 | 1000 | Diesel
9-101360 | HI DOT AIRPORTS DIVISION (BUDGET) (PMID 620140) | HONOLULU INTERNATIONAL AIRPORT | Honolulu | HI | 96819 | ALAMO RENT A CAR | KEAHOLE U DRIVE BASEYARD LOT 002115A | Honolulu | HI | 96819 | R-3 | 1966-04-22 | Permanently Out of Use | 1998-12-15 | 4500 | Gasoline
9-101360 | HI DOT AIRPORTS DIVISION (BUDGET) (PMID 620140) | HONOLULU INTERNATIONAL AIRPORT | Honolulu | HI | 96819 | ALAMO RENT A CAR | KEAHOLE U DRIVE BASEYARD LOT 002115A | Honolulu | HI | 96819 | R-2 | 1966-04-22 | Permanently Out of Use | 1998-12-15 | 12000 | Gasoline
9-101360 | HI DOT AIRPORTS DIVISION (BUDGET) (PMID 620140) | HONOLULU INTERNATIONAL AIRPORT | Honolulu | HI | 96819 | ALAMO RENT A CAR | KEAHOLE U DRIVE BASEYARD LOT 002115A | Honolulu | HI | 96819 | R-1 | 1966-04-22 | Permanently Out of Use | 1998-12-15 | 12000 | Gasoline
9-100229 | HAWAIIAN AIRLINES INC. (PMID 004101) | HONOLULU INTERNATIONAL AIRPORT | Honolulu | HI | 96820 | HAWAIIAN AIRLINES INC. | P.O. BOX 30008 | Honolulu | HI | 96820 | R-001 | 1962-01-01 | Permanently Out of Use | 1994-05-22 | 1000 | Gasoline
9-100229 | HAWAIIAN AIRLINES INC. (PMID 004101) | HONOLULU INTERNATIONAL AIRPORT | Honolulu | HI | 96820 | HAWAIIAN AIRLINES INC. | P.O. BOX 30008 | Honolulu | HI | 96820 | R-002 | 1962-01-01 | Permanently Out of Use | 1994-05-22 | 7000 | Gasoline
9-101676 | Honolulu - ARFF FIRE STATION ARF 2 (PMID 604105B) | HONOLULU INTERNATIONAL AIRPORT - REEF RUNWAY | Honolulu | HI | 96819 | STATE DOT - AIRPORTS DIVISION |  | Honolulu | HI | 96819 | 4 | 1990-10-26 | Temporarily Out of Use |  | 15000 | Other
9-101676 | Honolulu - ARFF FIRE STATION ARF 2 (PMID 604105B) | HONOLULU INTERNATIONAL AIRPORT - REEF RUNWAY | Honolulu | HI | 96819 | STATE DOT - AIRPORTS DIVISION |  | Honolulu | HI | 96819 | R-3 | 1976-03-12 | Permanently Out of Use | 1999-01-22 | 500 | Gasoline
9-101676 | Honolulu - ARFF FIRE STATION ARF 2 (PMID 604105B) | HONOLULU INTERNATIONAL AIRPORT - REEF RUNWAY | Honolulu | HI | 96819 | STATE DOT - AIRPORTS DIVISION |  | Honolulu | HI | 96819 | R-1 | 1976-03-12 | Permanently Out of Use | 1999-01-22 | 300 | Used Oil
9-101676 | Honolulu - ARFF FIRE STATION ARF 2 (PMID 604105B) | HONOLULU INTERNATIONAL AIRPORT - REEF RUNWAY | Honolulu | HI | 96819 | STATE DOT - AIRPORTS DIVISION |  | Honolulu | HI | 96819 | R-2 | 1976-03-12 | Permanently Out of Use | 1999-01-22 | 500 | Diesel
9-100744 | CONTINENTAL AIRLINES, INC. (PMID 611110) | HONOLULU INTERNATIONAL AIRPORT / EWA ACCESS RD | Honolulu | HI | 96819 | CONTINENTAL AIRLINES, INC. | HONOLULU INTN AIRPORT / 15333 JFK BLVD | Honolulu | HI | 96819 | R-1 | 1973-04-26 | Permanently Out of Use | 1993-11-11 | 300 | Used Oil
9-101537 | HERTZ RENT A CAR (2601-11) (PMID 002103) | HONOLULU INTERNATIONAL AIRPORT 300 Rodgers Blvd. | Honolulu | HI | 96820 | THE HERTZ CORPORATION | 225 BRAE BLVD | Honolulu | HI | 96820 | 87 | 1988-02-24 | Currently in Use |  | 12000 | Gasoline
9-101537 | HERTZ RENT A CAR (2601-11) (PMID 002103) | HONOLULU INTERNATIONAL AIRPORT 300 Rodgers Blvd. | Honolulu | HI | 96820 | THE HERTZ CORPORATION | 225 BRAE BLVD | Honolulu | HI | 96820 | 87 2 | 1988-02-24 | Currently in Use |  | 12000 | Gasoline
9-101061 | WIKI WIKI BUS HANGAR (PMID 001109) | HONOLULU INTERNATIONAL AIRPORT c/o Airport Group International Honolulu International Airport 200 Rodgers Blvd | Honolulu | HI | 96819 | STATE DOT - AIRPORTS DIVISION |  | Honolulu | HI | 96819 | R-OIL | 1972-05-08 | Permanently Out of Use | 1999-01-29 | 500 | Used Oil
9-101675 | HONOLULU INTERNATIONAL AIRPORT - TERMINAL FACILITY (PMID 620115a, 539000, 350128, 350130) | HONOLULU INTERNATIONAL AIRPORT GATE 17, 20 AND 23, bldg 168, north wash rack | Honolulu | HI | 96819 | STATE DOT - AIRPORTS DIVISION |  | Honolulu | HI | 96819 | R-M-2 | 1966-03-12 | Permanently Out of Use | 1999-02-10 | 2000 | Diesel
9-101675 | HONOLULU INTERNATIONAL AIRPORT - TERMINAL FACILITY (PMID 620115a, 539000, 350128, 350130) | HONOLULU INTERNATIONAL AIRPORT GATE 17, 20 AND 23, bldg 168, north wash rack | Honolulu | HI | 96819 | STATE DOT - AIRPORTS DIVISION |  | Honolulu | HI | 96819 | R-1 | 1966-03-12 | Permanently Out of Use | 2001-08-20 | 1000 | Diesel
9-101675 | HONOLULU INTERNATIONAL AIRPORT - TERMINAL FACILITY (PMID 620115a, 539000, 350128, 350130) | HONOLULU INTERNATIONAL AIRPORT GATE 17, 20 AND 23, bldg 168, north wash rack | Honolulu | HI | 96819 | STATE DOT - AIRPORTS DIVISION |  | Honolulu | HI | 96819 | R-3 | 1971-03-13 | Permanently Out of Use | 1997-11-17 | 7500 | Diesel
9-101675 | HONOLULU INTERNATIONAL AIRPORT - TERMINAL FACILITY (PMID 620115a, 539000, 350128, 350130) | HONOLULU INTERNATIONAL AIRPORT GATE 17, 20 AND 23, bldg 168, north wash rack | Honolulu | HI | 96819 | STATE DOT - AIRPORTS DIVISION |  | Honolulu | HI | 96819 | R-4 | 1966-01-01 | Permanently Out of Use | 1999-01-26 | 200 | Used Oil
9-101675 | HONOLULU INTERNATIONAL AIRPORT - TERMINAL FACILITY (PMID 620115a, 539000, 350128, 350130) | HONOLULU INTERNATIONAL AIRPORT GATE 17, 20 AND 23, bldg 168, north wash rack | Honolulu | HI | 96819 | STATE DOT - AIRPORTS DIVISION |  | Honolulu | HI | 96819 | R-5 | 1966-01-01 | Permanently Out of Use | 1999-07-23 | 200 | Used Oil
9-101675 | HONOLULU INTERNATIONAL AIRPORT - TERMINAL FACILITY (PMID 620115a, 539000, 350128, 350130) | HONOLULU INTERNATIONAL AIRPORT GATE 17, 20 AND 23, bldg 168, north wash rack | Honolulu | HI | 96819 | STATE DOT - AIRPORTS DIVISION |  | Honolulu | HI | 96819 | M-6 | 1997-11-01 | Currently In Use |  | 8000 | Diesel
9-100244 | HERTZ RENT-A-CAR (PMID 2103) | HONOLULU INTERNATIONAL AIRPORT MULTI LEVEL PARKING LOT | Honolulu | HI | 96819 | THE HERTZ CORPORATION | 225 BRAE BLVD | Honolulu | HI | 96819 | R-1 | 1972-02-11 | Permanently Out of Use | 1988-01-01 | 6500 | Gasoline
9-100276 | FAA - HNL VORTAC (PMID 811107A) | HONOLULU INTERNTIONAL AIRPORT | Honolulu | HI | 96825 | FEDERAL AVIATION ADMINISTRATION | WESTERN PACIFIC REGION 6700 KALANIANAOLE HWY, SUITE 111 | Honolulu | HI | 96825 | R-1 | 1986-07-01 | Permanently Out of Use | 1998-08-20 | 1000 | Diesel
9-602399 | AKITA STORE | HONOMU VILLAGE | Honomu | HI | 96728 | YOSHIE AKITA | P.O. BOX 6 | Honomu | HI | 96728 | R-001 | 1930-12-31 | Permanently Out of Use |  | 300 | Gasoline
9-301960 | AMERON H C & D | HOOLEHUA KUALAPUU RD & MOOMOMI | Hoolehua | HI | 96729 | AMERON H C & D |  | Hoolehua | HI | 96729 | R-1 | 1948-12-30 | Permanently Out of Use | 1994-11-10 | 1000 | Gasoline
9-600731 | KAHUKU RANCH | HWY 11 | Naalehu | HI | 96772 | ESTATE OF SAMUEL MILLS DAMON | 999 BISHOP ST, SUITE 2800 | Naalehu | HI | 96772 | R-3 | 1961-04-23 | Permanently Out of Use | 1991-11-25 | 3000 | Diesel
9-600731 | KAHUKU RANCH | HWY 11 | Naalehu | HI | 96772 | ESTATE OF SAMUEL MILLS DAMON | 999 BISHOP ST, SUITE 2800 | Naalehu | HI | 96772 | R-1 | 1946-04-23 | Permanently Out of Use | 1991-11-25 | 5000 | Gasoline
9-600731 | KAHUKU RANCH | HWY 11 | Naalehu | HI | 96772 | ESTATE OF SAMUEL MILLS DAMON | 999 BISHOP ST, SUITE 2800 | Naalehu | HI | 96772 | R-4 | 1946-04-23 | Permanently Out of Use | 1991-11-25 | 3000 | Diesel
9-600731 | KAHUKU RANCH | HWY 11 | Naalehu | HI | 96772 | ESTATE OF SAMUEL MILLS DAMON | 999 BISHOP ST, SUITE 2800 | Naalehu | HI | 96772 | R-2 | 1974-04-23 | Permanently Out of Use | 1991-11-25 | 5000 | Gasoline
9-303146 | USCG - FORMER LORAN STATION | ILIO POINT | Ilio Point | HI | 96770 | US Army Core of Engineers - PACIFIC OCEAN | BLDG 230 ATTN: CEPOD-ET-EH | Ilio Point | HI | 96770 | r-4 | 1949-01-01 | Permanently out of Use | 1996-03-05 | 200 | Diesel
9-303146 | USCG - FORMER LORAN STATION | ILIO POINT | Ilio Point | HI | 96770 | US Army Core of Engineers - PACIFIC OCEAN | BLDG 230 ATTN: CEPOD-ET-EH | Ilio Point | HI | 96770 | r-1 | 1949-01-01 | Permanently out of Use | 1996-03-05 | 550 | Gasoline
9-303146 | USCG - FORMER LORAN STATION | ILIO POINT | Ilio Point | HI | 96770 | US Army Core of Engineers - PACIFIC OCEAN | BLDG 230 ATTN: CEPOD-ET-EH | Ilio Point | HI | 96770 | r-3 | 1949-01-01 | Permanently out of Use | 1996-03-05 | 2000 | Diesel
9-303146 | USCG - FORMER LORAN STATION | ILIO POINT | Ilio Point | HI | 96770 | US Army Core of Engineers - PACIFIC OCEAN | BLDG 230 ATTN: CEPOD-ET-EH | Ilio Point | HI | 96770 | r-2 | 1949-01-01 | Permanently out of Use | 1996-03-05 | 2000 | Diesel
9-200053 | KEAHI CENTRAL OFFICE | IROQUOIS POINT IBIS AND HERON AVE | Ewa Beach | HI | 96706 | Hawaiian Telcom | P.O. Box 2200 | Ewa Beach | HI | 96706 | M-1 | 1987-01-01 | Currently In Use |  | 600 | Diesel
9-202488 | KAENA POINT NATURAL RESERVE | KAENA POINT MILITARY RESERVATION | Kaena Point | HI | 96792 | U.S. ARMY SUPPORT COMMAND, HAWAII |  | Kaena Point | HI | 96792 | R-1 |  | Permanently Out of Use | 1992-06-03 | 6000 | Diesel
9-200505 | KAHUKU RADIO STATION | KAHUKU | Kahuku | HI | 96731 | Hawaiian Telcom | P.O. Box 2200 | Kahuku | HI | 96731 | R-M-001 | 1967-01-08 | Permanently Out of Use | 1986-04-30 | 285 | Gasoline
9-200505 | KAHUKU RADIO STATION | KAHUKU | Kahuku | HI | 96731 | Hawaiian Telcom | P.O. Box 2200 | Kahuku | HI | 96731 | M-002 | 1986-05-01 | Permanently out of Use | 2008-02-22 | 1000 | Diesel
9-503618 | DOTA (TRANS MAUI) (PMID OGG002110c) | KAHULUI AIRPORT | Kahului | HI | 96732 | ALAMO RENT A CAR | KEAHOLE U DRIVE BASEYARD LOT 002115A | Kahului | HI | 96732 | R-2 |  | Permanently Out of Use | 1995-08-01 | 550 | Gasoline
9-503014 | HI DOT AIRPORTS DIVISION MCA YARD (PMID OGG821105) | KAHULUI AIRPORT | Kahului | HI | 96732 | ALAMO RENT A CAR | KEAHOLE U DRIVE BASEYARD LOT 002115A | Kahului | HI | 96732 | R-6 |  | Permanently Out of Use | 1995-07-29 | 3000 | Not Listed
9-503381 | FAA -ASR-7 KAHULUI AIRPORT (PMID OGG005106) | Kahului Airport | Kahului | HI | 96732 | FEDERAL AVIATION ADMINISTRATION | WESTERN PACIFIC REGION 6700 KALANIANAOLE HWY, SUITE 111 | Kahului | HI | 96732 | R-OGG-ASR | 1973-05-07 | Permanently Out of Use | 1998-06-09 | 1000 | Diesel
9-503713 | KAHULUI AIRPORT - ARFF TRAINING (PMID 820108) | KAHULUI AIRPORT | Kahului | HI | 96732 | STATE DOT - AIRPORTS DIVISION |  | Kahului | HI | 96732 | r-1 | 1998-05-01 | Permanently Out of Use | 2006-05-31 | 6000 | Other
9-500391 | FAA - MAUI VORTAC (PMID OGG005102) | KAHULUI AIRPORT | Kahului | HI | 96732 | FEDERAL AVIATION ADMINISTRATION | WESTERN PACIFIC REGION 6700 KALANIANAOLE HWY, SUITE 111 | Kahului | HI | 96732 | R-OGG-VOR | 1958-05-07 | Permanently Out of Use | 1992-06-03 | 500 | Gasoline
9-503339 | DOTA BASE YARD (PMID OGG005115) | KAHULUI AIRPORT | Kahului | HI | 96732 | ALAMO RENT A CAR | KEAHOLE U DRIVE BASEYARD LOT 002115A | Kahului | HI | 96732 | R-1 |  | Permanently Out of Use | 1995-07-29 | 1500 | Diesel
9-503618 | DOTA (TRANS MAUI) (PMID OGG002110c) | KAHULUI AIRPORT | Kahului | HI | 96732 | ALAMO RENT A CAR | KEAHOLE U DRIVE BASEYARD LOT 002115A | Kahului | HI | 96732 | R-1 |  | Permanently Out of Use | 1995-07-29 | 6000 | Gasoline
9-503014 | HI DOT AIRPORTS DIVISION MCA YARD (PMID OGG821105) | KAHULUI AIRPORT | Kahului | HI | 96732 | ALAMO RENT A CAR | KEAHOLE U DRIVE BASEYARD LOT 002115A | Kahului | HI | 96732 | R-7 |  | Permanently Out of Use | 1995-07-29 | 50000 | Not Listed
9-503014 | HI DOT AIRPORTS DIVISION MCA YARD (PMID OGG821105) | KAHULUI AIRPORT | Kahului | HI | 96732 | ALAMO RENT A CAR | KEAHOLE U DRIVE BASEYARD LOT 002115A | Kahului | HI | 96732 | R-5 |  | Permanently Out of Use | 1995-07-29 | 2000 | Not Listed
9-503617 | FORMER TRANS MAUI (PMID OGG002114) | KAHULUI AIRPORT | Kahului | HI | 96732 | ALAMO RENT A CAR | KEAHOLE U DRIVE BASEYARD LOT 002115A | Kahului | HI | 96732 | R-1 |  | Permanently Out of Use | 1995-07-29 | 1000 | Gasoline
9-502497 | AVIS RENT-A-CAR SYSTEM INC (PMID OGG002115) | KAHULUI AIRPORT | Kahului | HI | 96732 | AVIS RENT A CAR | 6 SYLVAN WAY DEPT 29-093-36 | Kahului | HI | 96732 | R-1 |  | Permanently Out of Use | 1993-01-01 |  | Gasoline
9-502497 | AVIS RENT-A-CAR SYSTEM INC (PMID OGG002115) | KAHULUI AIRPORT | Kahului | HI | 96732 | AVIS RENT A CAR | 6 SYLVAN WAY DEPT 29-093-36 | Kahului | HI | 96732 | R-2 |  | Permanently Out of Use |  | 1000 | Gasoline
9-502778 | HI DOT AIRPORTS DIVISION (PMID OGG 005103) | KAHULUI AIRPORT / TANK OGG-ILS | Kahului | HI | 96732 | ALAMO RENT A CAR | KEAHOLE U DRIVE BASEYARD LOT 002115A | Kahului | HI | 96732 | OGG-ILS | 1963-05-08 | Permanently Out of Use |  | 1000 | Gasoline
9-501591 | HERTZ RENT-A-CAR (AREA 2612) (PMID OGG002118) | KAHULUI AIRPORT 850 MOKUEA PLACE | Kahului | HI | 96732 | THE HERTZ CORPORATION | 225 Brae Blvd | Kahului | HI | 96732 | 2 | 1989-08-31 | Currently in Use |  | 550 | Used Oil
9-501591 | HERTZ RENT-A-CAR (AREA 2612) (PMID OGG002118) | KAHULUI AIRPORT 850 MOKUEA PLACE | Kahului | HI | 96732 | THE HERTZ CORPORATION | 225 Brae Blvd | Kahului | HI | 96732 | R-2 | 1973-05-05 | Permanently Out of Use | 1989-08-01 | 600 | Used Oil
9-501591 | HERTZ RENT-A-CAR (AREA 2612) (PMID OGG002118) | KAHULUI AIRPORT 850 MOKUEA PLACE | Kahului | HI | 96732 | THE HERTZ CORPORATION | 225 Brae Blvd | Kahului | HI | 96732 | R-1 | 1973-05-05 | Permanently Out of Use | 1989-08-01 | 10000 | Gasoline
9-501591 | HERTZ RENT-A-CAR (AREA 2612) (PMID OGG002118) | KAHULUI AIRPORT 850 MOKUEA PLACE | Kahului | HI | 96732 | THE HERTZ CORPORATION | 225 Brae Blvd | Kahului | HI | 96732 | 1 | 1989-08-31 | Currently In Use |  | 12000 | Gasoline
9-502002 | Pacific Helicopter Tours (PMID OGG517104) | KAHULUI HELIPORT HANGAR 104 | Kahului | HI | 96732 | THOMAS HAUPTMAN | 147 PEA PL | Kahului | HI | 96732 | 1 | 1988-01-20 | Currently In Use |  | 10000 | Other
9-500390 | EAST MAUI IRRIGATION CO., LTD. | KAILUA BASEYARD / HANA HWY | Haiku | HI | 96708 | EAST MAUI IRRIGATION CO., LTD. | P.O. BOX H | Haiku | HI | 96708 | R-1 | 1970-03-27 | Permanently Out of Use | 1988-12-01 | 2000 | Gasoline
9-500390 | EAST MAUI IRRIGATION CO., LTD. | KAILUA BASEYARD / HANA HWY | Haiku | HI | 96708 | EAST MAUI IRRIGATION CO., LTD. | P.O. BOX H | Haiku | HI | 96708 | R-2 | 1970-03-27 | Permanently Out of Use | 1988-12-01 | 550 | Diesel
9-300553 | KUALAPUU RADIO SITE | Kalae Highway, past Farrington Ave. | Kualapuu | HI | 96757 | Hawaiian Telcom | P.O. Box 2200 | Kualapuu | HI | 96757 | M-2 | 1989-03-31 | Currently in Use |  | 550 | Diesel
9-601744 | Hawaii County KOHALA COAST FIRE STATION | KALAHUIPUA'A, S KOHALA 64-4550 QUEEN KAAHUMANU HWY | Kamuela | HI | 96743 | COUNTY OF HAWAII - FIRE DEPT | 466 KINOOLE ST | Kamuela | HI | 96743 | R-1 | 1987-04-08 | Permanently Out of Use | 1995-01-03 | 1000 | Gasoline
9-601744 | Hawaii County KOHALA COAST FIRE STATION | KALAHUIPUA'A, S KOHALA 64-4550 QUEEN KAAHUMANU HWY | Kamuela | HI | 96743 | COUNTY OF HAWAII - FIRE DEPT | 466 KINOOLE ST | Kamuela | HI | 96743 | R-2 | 1987-04-08 | Permanently Out of Use | 1995-01-03 | 1000 | Diesel
9-702155 | KAUAI MARRIOTT RESORT AND BEACH CLUB | Kalapaki Beach 3610 RICE ST | Lihue | HI | 96766 | MARRIOTT KAUAI, INC | KALAPAKI BEACH 3610 Rice Street | Lihue | HI | 96766 | r-2 | 1987-01-01 | Permanently out of Use | 2009-08-26 | 10000 | Diesel
9-702155 | KAUAI MARRIOTT RESORT AND BEACH CLUB | Kalapaki Beach 3610 RICE ST | Lihue | HI | 96766 | MARRIOTT KAUAI, INC | KALAPAKI BEACH 3610 Rice Street | Lihue | HI | 96766 | r-1 | 1987-01-01 | Permanently out of Use | 2009-08-27 | 10000 | Diesel
9-700603 | KALEPA RADIO SITE | KALEPA RIDGE | Hanamaulu | HI | 96715 | Hawaiian Telcom | P.O. Box 2200 | Hanamaulu | HI | 96715 | M-2 | 1991-01-31 | Currently in Use |  | 550 | Diesel
9-601041 | HI DOT HIGHWAYS DIVISION | KALOKO (KONA) -HAWAII BELT RD / 73-4740 MAMALAHOA HWY | Kailua-Kona | HI | 96740 | STATE DOT - HIGHWAYS DIVISION |  | Kailua-Kona | HI | 96740 | R-1 | 1980-05-05 | Permanently Out of Use | 1994-11-23 | 1000 | Gasoline
9-301571 | AM TRANSMITTER SITE | KALUAKOI RD/TK 5-1-2 PARCEL19 | Maunaloa | HI | 96770 | CHRISTIAN BROADCASTING | 3555 HARDING AVE | Maunaloa | HI | 96770 | R-2 | 1982-07-18 | Permanently Out of Use | 1998-01-15 | 500 | Diesel
9-301571 | AM TRANSMITTER SITE | KALUAKOI RD/TK 5-1-2 PARCEL19 | Maunaloa | HI | 96770 | CHRISTIAN BROADCASTING | 3555 HARDING AVE | Maunaloa | HI | 96770 | R-1 | 1982-07-18 | Permanently Out of Use | 1998-01-15 | 2000 | Diesel
9-601088 | Hawaii County WAIMEA FIRE STATION | KAMAMALU RD | Kamuela | HI | 96743 | COUNTY OF HAWAII - FIRE DEPT | 466 KINOOLE ST | Kamuela | HI | 96743 | R-1 | 1977-05-12 | Permanently Out of Use | 1993-09-07 | 550 | Gasoline
9-601088 | Hawaii County WAIMEA FIRE STATION | KAMAMALU RD | Kamuela | HI | 96743 | COUNTY OF HAWAII - FIRE DEPT | 466 KINOOLE ST | Kamuela | HI | 96743 | R-2 | 1977-05-12 | Permanently Out of Use | 1993-09-07 | 550 | Diesel
9-201384 | S. TANAKA STORE | KAMEHAMEHA HWY | Kahuku | HI | 96731 | SHOSO TANAKA dba S. TANAKA STORE | P.O. BOX 267 | Kahuku | HI | 96731 | R-5 |  | Permanently Out of Use |  | 550 | Other
9-201384 | S. TANAKA STORE | KAMEHAMEHA HWY | Kahuku | HI | 96731 | SHOSO TANAKA dba S. TANAKA STORE | P.O. BOX 267 | Kahuku | HI | 96731 | R-2 | 1969-03-21 | Permanently Out of Use |  | 6000 | Gasoline
9-201384 | S. TANAKA STORE | KAMEHAMEHA HWY | Kahuku | HI | 96731 | SHOSO TANAKA dba S. TANAKA STORE | P.O. BOX 267 | Kahuku | HI | 96731 | R-1 | 1969-03-21 | Permanently Out of Use | 1991-01-31 | 6000 | Gasoline
9-201384 | S. TANAKA STORE | KAMEHAMEHA HWY | Kahuku | HI | 96731 | SHOSO TANAKA dba S. TANAKA STORE | P.O. BOX 267 | Kahuku | HI | 96731 | R-3 | 1971-03-22 | Permanently Out of Use |  | 2000 | Gasoline
9-201384 | S. TANAKA STORE | KAMEHAMEHA HWY | Kahuku | HI | 96731 | SHOSO TANAKA dba S. TANAKA STORE | P.O. BOX 267 | Kahuku | HI | 96731 | R-6 |  | Permanently Out of Use |  | 550 | Other
9-301877 | KALAUPAPA STATE GARAGE GAS STATION | KAMEHAMEHA ST | Kalaupapa | HI | 96742 | STATE DOH | KALAUPAPA ST GARAGE GAS STAT / KAMEHAMEHA ST | Kalaupapa | HI | 96742 | R-1 | 1985-01-01 | Permanently Out of Use | 1999-07-01 | 500 | Gasoline
9-300556 | UALAPUE CENTRAL OFFICE | KAMEHAMEHA V HWY | Ualapue | HI | 96748 | Hawaiian Telcom | P.O. Box 2200 | Ualapue | HI | 96748 | M-1 | 1995-11-01 | Currently In Use |  | 600 | Diesel
9-300556 | UALAPUE CENTRAL OFFICE | KAMEHAMEHA V HWY | Ualapue | HI | 96748 | Hawaiian Telcom | P.O. Box 2200 | Ualapue | HI | 96748 | R-1 | 1985-05-07 | Permanently Out of Use | 1995-06-01 | 285 | Gasoline
9-301401 | KAUNAKAKAI PW BASE YARD | KAMEHAMEHA V HWY 101 MAUNALOA HWY | Kaunakakai | HI | 96748 | COUNTY OF MAUI - PUBLIC WORKS & WASTE MANAGEMENT | 200 S HIGH ST | Kaunakakai | HI | 96748 | R-2 |  | Permanently Out of Use |  | 500 | Diesel
9-301401 | KAUNAKAKAI PW BASE YARD | KAMEHAMEHA V HWY 101 MAUNALOA HWY | Kaunakakai | HI | 96748 | COUNTY OF MAUI - PUBLIC WORKS & WASTE MANAGEMENT | 200 S HIGH ST | Kaunakakai | HI | 96748 | R-1 | 1952-01-01 | Permanently Out of Use | 1998-12-08 | 2000 | Gasoline
9-102977 | COCONUT ISLAND | KANEOHE BAY | Kaneohe | HI | 96744 | U.S. ARMY CORPS OF ENGINEERS | PACIFIC OCEAN DIVISION / CE-POD-ED-EH | Kaneohe | HI | 96744 | 4 |  | Currently in Use |  | 1000 | Unknown
9-102977 | COCONUT ISLAND | KANEOHE BAY | Kaneohe | HI | 96744 | U.S. ARMY CORPS OF ENGINEERS | PACIFIC OCEAN DIVISION / CE-POD-ED-EH | Kaneohe | HI | 96744 | r-3 |  | Permanently out of Use | 2014-10-01 | 600 | Diesel
9-102977 | COCONUT ISLAND | KANEOHE BAY | Kaneohe | HI | 96744 | U.S. ARMY CORPS OF ENGINEERS | PACIFIC OCEAN DIVISION / CE-POD-ED-EH | Kaneohe | HI | 96744 | R-USTA |  | Permanently Out of Use | 1995-08-04 | 250 | Diesel
9-102977 | COCONUT ISLAND | KANEOHE BAY | Kaneohe | HI | 96744 | U.S. ARMY CORPS OF ENGINEERS | PACIFIC OCEAN DIVISION / CE-POD-ED-EH | Kaneohe | HI | 96744 | R-USTB |  | Permanently Out of Use | 1995-08-01 | 1000 | Diesel
9-102977 | COCONUT ISLAND | KANEOHE BAY | Kaneohe | HI | 96744 | University of Hawaii | 2002 East West Rd | Kaneohe | HI | 96744 | R-USTB |  | Permanently Out of Use | 1995-08-01 | 1000 | Diesel
9-102977 | COCONUT ISLAND | KANEOHE BAY | Kaneohe | HI | 96744 | University of Hawaii | 2002 East West Rd | Kaneohe | HI | 96744 | R-USTA |  | Permanently Out of Use | 1995-08-04 | 250 | Diesel
9-102977 | COCONUT ISLAND | KANEOHE BAY | Kaneohe | HI | 96744 | University of Hawaii | 2002 East West Rd | Kaneohe | HI | 96744 | r-3 |  | Permanently out of Use | 2014-10-01 | 600 | Diesel
9-102977 | COCONUT ISLAND | KANEOHE BAY | Kaneohe | HI | 96744 | University of Hawaii | 2002 East West Rd | Kaneohe | HI | 96744 | 4 |  | Currently in Use |  | 1000 | Unknown
9-102652 | KAMEHAMEHA SCHOOLS | KAPALAMA HEIGHTS / MOTOR POOL SHOP AREA | Honolulu | HI | 96817 | Kamehameha Schools Bishop Estate | 1887 MAKUKANE ST | Honolulu | HI | 96817 | 2 |  | Currently in Use |  | 600 | Used Oil
9-102652 | KAMEHAMEHA SCHOOLS | KAPALAMA HEIGHTS / MOTOR POOL SHOP AREA | Honolulu | HI | 96817 | Kamehameha Schools Bishop Estate | 1887 MAKUKANE ST | Honolulu | HI | 96817 | R-1 |  | Permanently Out of Use | 1998-11-09 | 2000 | Used Oil
9-102160 | ALOHA MOTORS | KAPIOLANI BLVD x KALAKAUA AVE | Honolulu | HI | 96815 | STATE DBEDT - CONVENTION CENTER AUTHORITY | 1833 KALAKAUA AVE, SUITE 800 | Honolulu | HI | 96815 | 1 |  | Permanently Out of Use |  |  | Not Listed
9-102160 | ALOHA MOTORS | KAPIOLANI BLVD x KALAKAUA AVE | Honolulu | HI | 96815 | STATE DBEDT - CONVENTION CENTER AUTHORITY | 1833 KALAKAUA AVE, SUITE 800 | Honolulu | HI | 96815 | R-5 |  | Permanently Out of Use | 1996-10-29 | 250 | Not Listed
9-102160 | ALOHA MOTORS | KAPIOLANI BLVD x KALAKAUA AVE | Honolulu | HI | 96815 | STATE DBEDT - CONVENTION CENTER AUTHORITY | 1833 KALAKAUA AVE, SUITE 800 | Honolulu | HI | 96815 | R-4 |  | Permanently Out of Use | 1995-10-18 | 550 | Not Listed
9-102160 | ALOHA MOTORS | KAPIOLANI BLVD x KALAKAUA AVE | Honolulu | HI | 96815 | STATE DBEDT - CONVENTION CENTER AUTHORITY | 1833 KALAKAUA AVE, SUITE 800 | Honolulu | HI | 96815 | R-2 |  | Permanently Out of Use | 1995-08-21 | 550 | Not Listed
9-102160 | ALOHA MOTORS | KAPIOLANI BLVD x KALAKAUA AVE | Honolulu | HI | 96815 | STATE DBEDT - CONVENTION CENTER AUTHORITY | 1833 KALAKAUA AVE, SUITE 800 | Honolulu | HI | 96815 | R-3 |  | Permanently Out of Use | 1995-08-24 | 260 | Not Listed
9-102703 | KAPIOLANI BOWL | KAPIOLANI BLVD x WARD AVE | Honolulu | HI | 96800 | UNDETERMINED AT THIS TIME | Address Unknown | Honolulu | HI | 96800 | R-1 |  | Permanently Out of Use |  |  | Not Listed
9-601059 | COUNTY OF HAWAII-KA'U BASE YARD | KA'U BASEYARD / 95-1627 KAMAOA RD | Kau | HI | 96777 | COUNTY OF HAWAII | 25 AUPUNI ST | Kau | HI | 96777 | R-2 | 1970-05-01 | Permanently Out of Use | 1992-04-08 | 550 | Diesel
9-601059 | COUNTY OF HAWAII-KA'U BASE YARD | KA'U BASEYARD / 95-1627 KAMAOA RD | Kau | HI | 96777 | COUNTY OF HAWAII | 25 AUPUNI ST | Kau | HI | 96777 | R-1 | 1975-05-02 | Permanently Out of Use | 1993-08-18 | 5000 | Gasoline
9-201806 | AMERON H C & D | KAUKONAHUA PLANT / WILIKINA AND KAMANANUI | Schofield Barracks | HI | 96786 | DIVISION OF REFUSE COLLECTION AND DISPOSAL | 650 S KING STREEG | Schofield Barracks | HI | 96786 | R-1 | 1950-06-09 | Permanently Out of Use | 1989-10-30 | 5000 | Diesel
9-603743 | BIG ISLAND BRAKE & FRONT REPAIR | KAUMANA DRIVE AND AKALA ROAD | Hilo | HI | 96720 | BIG ISLAND BRAKE AND FRONT REPAIR | 15 KUKILA ST | Hilo | HI | 96720 | R-1 |  | Permanently Out of Use | 2002-01-17 | 1000 | Gasoline
9-303005 | MOLOKAI RANCH | KAUNAKAKAI PL | Kaunakakai | HI | 96748 | MOLOKAI RANCH | KAUNAKAKAI PLACE | Kaunakakai | HI | 96748 | R-1 |  | Permanently Out of Use |  | 1000 | Other
9-600585 | PUU MAKELA RADIO SITE | KAWAIHAE | Kamuela | HI | 96743 | Insite Wireless Group | 1199 North Fiairfax St., #700 | Kamuela | HI | 96743 | R-1 | 1967-05-08 | Permanently Out of Use | 1991-01-31 | 250 | Gasoline
9-600585 | PUU MAKELA RADIO SITE | KAWAIHAE | Kamuela | HI | 96743 | Insite Wireless Group | 1199 North Fiairfax St., #700 | Kamuela | HI | 96743 | M-2 | 1991-01-31 | Currently in Use |  | 550 | Diesel
9-603440 | KAWAIHAE SERVICE | KAWAIHAE MAKUKONA (AKONI-PULE) AT KAWAIHAE WHARF APPROACH RD TMK 6-1-03-04 | Kawaihae | HI | 96743 | KAWAIHAE SERVICE | P.O. BOX 44400 | Kawaihae | HI | 96743 | R-3 | 1960-01-01 | Permanently Out of Use | 1998-09-16 | 2000 | Diesel
9-603440 | KAWAIHAE SERVICE | KAWAIHAE MAKUKONA (AKONI-PULE) AT KAWAIHAE WHARF APPROACH RD TMK 6-1-03-04 | Kawaihae | HI | 96743 | KAWAIHAE SERVICE | P.O. BOX 44400 | Kawaihae | HI | 96743 | R-2 | 1960-01-01 | Permanently Out of Use | 1998-09-16 | 2000 | Gasoline
9-603440 | KAWAIHAE SERVICE | KAWAIHAE MAKUKONA (AKONI-PULE) AT KAWAIHAE WHARF APPROACH RD TMK 6-1-03-04 | Kawaihae | HI | 96743 | KAWAIHAE SERVICE | P.O. BOX 44400 | Kawaihae | HI | 96743 | R-1 | 1980-01-01 | Permanently Out of Use | 1998-09-16 | 2000 | Gasoline
9-603260 | CHOCK WAIMEA PARTNERS | KAWAIHAE RD WAIMEA HOMESTEADS LOT 1, BLOCK 4 | Hilo | HI | 96720 | CHOCK WAIMEA PARTNERS | 555 NAIAKEA ST | Hilo | HI | 96720 | R-1 |  | Permanently Out of Use | 1995-09-01 | 500 | Gasoline
9-600718 | YOUNG BROTHERS, LTD. | KAWAIHAE WHARF APPROACH RD | Kamuela | HI | 96743 | YOUNG BROTHERS, LTD. | P.O. BOX 3288 | Kamuela | HI | 96743 | R-01 | 1966-03-14 | Permanently Out of Use |  | 600 | Gasoline
9-103136 | USMC - MARINE BASE CORPS HAWAII | KB102, KB103, KB105, KB106, KB107 | Kaneohe Marine Corps Base | HI | 96863 | U.S. MARINE CORPS BASE HAWAII | Facilities Department Box 63002 | Kaneohe Marine Corps Base | HI | 96863 | R-F-KB-103 |  | Permanently Out of Use |  | 50000 | Other
9-103136 | USMC - MARINE BASE CORPS HAWAII | KB102, KB103, KB105, KB106, KB107 | Kaneohe Marine Corps Base | HI | 96863 | U.S. MARINE CORPS BASE HAWAII | Facilities Department Box 63002 | Kaneohe Marine Corps Base | HI | 96863 | R-F-KB-102 |  | Permanently Out of Use |  | 50000 | Other
9-103136 | USMC - MARINE BASE CORPS HAWAII | KB102, KB103, KB105, KB106, KB107 | Kaneohe Marine Corps Base | HI | 96863 | U.S. MARINE CORPS BASE HAWAII | Facilities Department Box 63002 | Kaneohe Marine Corps Base | HI | 96863 | R-F-KB-105 |  | Permanently Out of Use |  | 50000 | Other
9-103136 | USMC - MARINE BASE CORPS HAWAII | KB102, KB103, KB105, KB106, KB107 | Kaneohe Marine Corps Base | HI | 96863 | U.S. MARINE CORPS BASE HAWAII | Facilities Department Box 63002 | Kaneohe Marine Corps Base | HI | 96863 | R-F-KB-106 |  | Permanently Out of Use |  | 50000 | Other
9-103136 | USMC - MARINE BASE CORPS HAWAII | KB102, KB103, KB105, KB106, KB107 | Kaneohe Marine Corps Base | HI | 96863 | U.S. MARINE CORPS BASE HAWAII | Facilities Department Box 63002 | Kaneohe Marine Corps Base | HI | 96863 | R-F-KB-108 |  | Permanently Out of Use |  | 25000 | Other
9-103136 | USMC - MARINE BASE CORPS HAWAII | KB102, KB103, KB105, KB106, KB107 | Kaneohe Marine Corps Base | HI | 96863 | U.S. MARINE CORPS BASE HAWAII | Facilities Department Box 63002 | Kaneohe Marine Corps Base | HI | 96863 | R-F-KB-109 |  | Permanently Out of Use |  | 25000 | Other
9-103136 | USMC - MARINE BASE CORPS HAWAII | KB102, KB103, KB105, KB106, KB107 | Kaneohe Marine Corps Base | HI | 96863 | U.S. MARINE CORPS BASE HAWAII | Facilities Department Box 63002 | Kaneohe Marine Corps Base | HI | 96863 | R-F-KB-110 |  | Permanently Out of Use |  | 25000 | Other
9-103136 | USMC - MARINE BASE CORPS HAWAII | KB102, KB103, KB105, KB106, KB107 | Kaneohe Marine Corps Base | HI | 96863 | U.S. MARINE CORPS BASE HAWAII | Facilities Department Box 63002 | Kaneohe Marine Corps Base | HI | 96863 | R-F-KB-104 |  | Permanently Out of Use |  | 50000 | Other
9-103136 | USMC - MARINE BASE CORPS HAWAII | KB102, KB103, KB105, KB106, KB107 | Kaneohe Marine Corps Base | HI | 96863 | U.S. MARINE CORPS BASE HAWAII | Facilities Department Box 63002 | Kaneohe Marine Corps Base | HI | 96863 | R-F-KB-107 |  | Permanently Out of Use |  | 25000 | Other
9-603370 | HI DOT Airport Division, Mechanical Room | KEAHOLE AIRPORT | Kailua-Kona | HI | 96745 | State DOT - Airports | Kona International Airport at Keahole | Kailua-Kona | HI | 96745 | M-1 | 1994-03-01 | Currently In Use |  | 1000 | Diesel
9-600727 | DOLLAR RENT-A-CAR MAINTENANCE YARD | KEAHOLE AIRPORT KEAHOLE U-DRIVE BASEYARD - LOT 002109B | Kailua-Kona | HI | 96745 | PACIFIC INTERNATIONAL SERVICES | 1600 KAPIOLANI BLVD. #825 | Kailua-Kona | HI | 96745 | R-1 | 1990-01-01 | Permanently Out of Use | 1998-01-01 | 7500 | Gasoline
9-603426 | BUDGET RENT- A-CAR 2109 | KEAHOLE AIRPORT KEAHOLE U-DRIVE BASEYARD LOT 002124 | Kailua-Kona | HI | 96739 | AVIS RENT A CAR SYSTEM LLC | 6 Sylvan Way Dept 29-C93-36 | Kailua-Kona | HI | 96739 | 87 | 1994-02-22 | Currently In Use |  | 10000 | Gasoline
9-601649 | FORMERLY BUDGET RENT-A-CAR SYSTEMS, INC. | KEAHOLE AIRPORT KEAHOLE U-DRIVE BASEYARD LOT 002107 | Kailua-Kona | HI | 96745 | STATE DOT - AIRPORTS DIVISION |  | Kailua-Kona | HI | 96745 | R-2 | 1981-01-01 | Permanently Out of Use | 1997-11-15 | 10000 | Gasoline
9-601308 | TROPICAL RENT-A-CAR | KEAHOLE AIRPORT KEAHOLE U-DRIVE BASEYARD LOT 002108 | Kailua-Kona | HI | 96740 | TROPICAL RENT A CAR SYSTEMS INC. | 765 AMANA ST. THIRD FLOOR | Kailua-Kona | HI | 96740 | R-1 | 1981-04-17 | Permanently Out of Use | 1997-11-15 | 10000 | Gasoline
9-601715 | ALAMO RENT-A-CAR | KEAHOLE AIRPORT LOT 002106 | Kailua-Kona | HI | 96745 | EAN Holdings, LLC | 544 Ohohia Street | Kailua-Kona | HI | 96745 | r-1 | 1985-08-09 | Permanently out of Use | 2009-02-05 | 10000 | Gasoline
9-601715 | ALAMO RENT-A-CAR | KEAHOLE AIRPORT LOT 002106 | Kailua-Kona | HI | 96745 | EAN Holdings, LLC | 544 Ohohia Street | Kailua-Kona | HI | 96745 | 1 | 2009-02-13 | Currently in Use |  | 10000 | Gasoline
9-601644 | AVIS RENT-A-CAR | KEAHOLE KONA AIRPORT P.O. BOX 687 KEAHOLE U-DRIVE BASEYARD LOT 002110 | Kailua-Kona | HI | 96745 | AVIS RENT A CAR | 6 SYLVAN WAY DEPT 29-093-36 | Kailua-Kona | HI | 96745 | R-1 | 1975-01-11 | Permanently Out of Use | 1989-10-21 | 6500 | Gasoline
9-601644 | AVIS RENT-A-CAR | KEAHOLE KONA AIRPORT P.O. BOX 687 KEAHOLE U-DRIVE BASEYARD LOT 002110 | Kailua-Kona | HI | 96745 | AVIS RENT A CAR | 6 SYLVAN WAY DEPT 29-093-36 | Kailua-Kona | HI | 96745 | 97 | 1990-03-01 | Currently in Use |  | 10000 | Gasoline
9-601634 | ROBERTS TOURS & TRANS. INC. | KEAHOLE U-DRIVE BASEYARD LOT 002111 | Kailua-Kona | HI | 96740 | ROBERTS HAWAII, INC. | 680 IWILEI ROAD, 7TH FLOOR | Kailua-Kona | HI | 96740 | R-1 |  | Permanently Out of Use | 1997-11-13 | 6000 | Diesel
9-601634 | ROBERTS TOURS & TRANS. INC. | KEAHOLE U-DRIVE BASEYARD LOT 002111 | Kailua-Kona | HI | 96740 | ROBERTS HAWAII, INC. | 680 IWILEI ROAD, 7TH FLOOR | Kailua-Kona | HI | 96740 | R-2 |  | Permanently Out of Use | 1997-11-15 | 4000 | Gasoline
9-201728 | WAIALUA SUGAR COMPANY, INC. | KEALOHANUI ST/GOODALE AVE / TANK 1 & 2 | Waialua | HI | 96791 | WAIALUA SUGAR COMPANY, INC. | P.O. BOX 665 | Waialua | HI | 96791 | R-01 | 1952-05-12 | Permanently Out of Use | 1990-09-27 | 6000 | Diesel
9-201728 | WAIALUA SUGAR COMPANY, INC. | KEALOHANUI ST/GOODALE AVE / TANK 1 & 2 | Waialua | HI | 96791 | WAIALUA SUGAR COMPANY, INC. | P.O. BOX 665 | Waialua | HI | 96791 | R-02 | 1952-05-12 | Permanently Out of Use | 1990-09-27 | 6000 | Diesel
9-202400 | WAIALUA SUGAR COMPANY, INC. | KEALOHANUI ST/GOODALE AVE / TANK 5 | Waialua | HI | 96791 | WAIALUA SUGAR COMPANY, INC. | P.O. BOX 665 | Waialua | HI | 96791 | R-5 | 1958-05-12 | Permanently Out of Use | 1988-03-28 | 550 | Diesel
9-202402 | WAIALUA SUGAR COMPANY, INC. | KEALOHANUI ST/GOODALE AVE / TANK 7 | Waialua | HI | 96791 | WAIALUA SUGAR COMPANY, INC. | P.O. BOX 665 | Waialua | HI | 96791 | R-7 | 1956-05-12 | Permanently Out of Use | 1990-04-13 | 7800 | Other
9-201688 | WAIALUA SUGAR COMPANY, INC. | KEALOHANUI ST/GOODALE AVE / TANKS 2, 3, 4 | Waialua | HI | 96791 | WAIALUA SUGAR COMPANY, INC. | P.O. BOX 665 | Waialua | HI | 96791 | R-03 | 1942-05-12 | Permanently Out of Use | 1990-02-14 | 20000 | Gasoline
9-201688 | WAIALUA SUGAR COMPANY, INC. | KEALOHANUI ST/GOODALE AVE / TANKS 2, 3, 4 | Waialua | HI | 96791 | WAIALUA SUGAR COMPANY, INC. | P.O. BOX 665 | Waialua | HI | 96791 | R-02 | 1942-05-12 | Permanently Out of Use | 1990-02-14 | 20000 | Diesel
9-201688 | WAIALUA SUGAR COMPANY, INC. | KEALOHANUI ST/GOODALE AVE / TANKS 2, 3, 4 | Waialua | HI | 96791 | WAIALUA SUGAR COMPANY, INC. | P.O. BOX 665 | Waialua | HI | 96791 | R-04 | 1976-05-12 | Permanently Out of Use | 1990-02-14 | 7800 | Gasoline
9-201010 | WAIALUA SUGAR COMPANY, INC. | KEALOHANUI ST/GOODALE AVE TANK 7 & 8 | Waialua | HI | 96791 | WAILUA SUGAR COMPANY, INC | ONE DOLE DRIVE | Waialua | HI | 96791 | R-7 | 1990-03-30 | Permanently Out of Use | 2002-08-28 | 8000 | Gasoline
9-201010 | WAIALUA SUGAR COMPANY, INC. | KEALOHANUI ST/GOODALE AVE TANK 7 & 8 | Waialua | HI | 96791 | WAILUA SUGAR COMPANY, INC | ONE DOLE DRIVE | Waialua | HI | 96791 | R-8 | 1990-03-30 | Permanently Out of Use | 2002-08-28 | 8000 | Diesel
9-501577 | HI DOT HIGHWAY DIVISION | KEANAE BASEYARD | Keanae | HI | 96708 | STATE DOT - HIGHWAYS DIVISION |  | Keanae | HI | 96708 | r-1 |  | Permanently out of Use | 1999-03-19 | 400 | Diesel
9-502619 | HOTEL HANA MAUI LAUNDRY | KEAWE PL AND HANA HWY / P.O. BOX 8 | Hana | HI | 96713 | KEOLA HANA MAUI INC. | P.O. BOX 96713 | Hana | HI | 96713 | R-1 | 1958-03-11 | Permanently Out of Use | 1979-12-30 | 1000 | Diesel
9-202802 | U.S. ARMY SUPPORT COMMAND, HAWAI | KILAUEA MILITARY RES DINING FACILITY, BLDG 34 | Schofield Barracks | HI | 96857 | 25TH ID (LIGHT) & USARHAW | ATTN: DPW, USAG-HI | Schofield Barracks | HI | 96857 | r-1 |  | Permanently out of Use | 1996-02-13 | 300 | Diesel
9-602656 | KUI & I OF HILO FLORIST | KINOOLE ST | Hilo | HI | 96720 | KUI & I FLORIST | 815 KINOOLE ST | Hilo | HI | 96720 | R-1 |  | Permanently Out of Use |  | 550 | Not Listed
9-601820 | KILAUEA MILITARY CAMP | KMC-HI VOLCANOES REC. AREA TANK 85-1 TANK 85-2, TANK 85-3, TANK 85-4 | Kilauea Military Camp | HI | 96718 | U.S. ARMY SUPPORT COMMAND, HAWAII DPW | BLDG 105, WHEELER ARMY AIRFIELD | Kilauea Military Camp | HI | 96718 | R-85-1 | 1966-06-11 | Permanently Out of Use | 1998-10-08 | 5000 | Gasoline
9-601820 | KILAUEA MILITARY CAMP | KMC-HI VOLCANOES REC. AREA TANK 85-1 TANK 85-2, TANK 85-3, TANK 85-4 | Kilauea Military Camp | HI | 96718 | U.S. ARMY SUPPORT COMMAND, HAWAII DPW | BLDG 105, WHEELER ARMY AIRFIELD | Kilauea Military Camp | HI | 96718 | R-85-2 | 1966-06-11 | Permanently Out of Use | 1998-10-08 | 5000 | Gasoline
9-601820 | KILAUEA MILITARY CAMP | KMC-HI VOLCANOES REC. AREA TANK 85-1 TANK 85-2, TANK 85-3, TANK 85-4 | Kilauea Military Camp | HI | 96718 | U.S. ARMY SUPPORT COMMAND, HAWAII DPW | BLDG 105, WHEELER ARMY AIRFIELD | Kilauea Military Camp | HI | 96718 | R-85-3 | 1942-01-01 | Permanently Out of Use | 1998-09-17 | 5000 | Not Listed
9-601820 | KILAUEA MILITARY CAMP | KMC-HI VOLCANOES REC. AREA TANK 85-1 TANK 85-2, TANK 85-3, TANK 85-4 | Kilauea Military Camp | HI | 96718 | U.S. ARMY SUPPORT COMMAND, HAWAII DPW | BLDG 105, WHEELER ARMY AIRFIELD | Kilauea Military Camp | HI | 96718 | R-85-4 | 1942-01-01 | Permanently Out of Use | 1998-10-08 | 2000 | Unknown
9-700613 | PUU KA PELE RADIO STATION | KOKEE ACCESS RD | Waimea | HI | 96796 | Insite Wireless Group | 1199 North Fiairfax St., #700 | Waimea | HI | 96796 | M-1 | 1995-08-01 | Currently in Use |  | 600 | Diesel
9-102917 | HONOLULU POLICE DEPT COMMUNICATI | KOKO HEAD | Honolulu | HI | 96825 | C&C OF HNL - POLICE DEPT | 801 S BERETANIA ST | Honolulu | HI | 96825 | R-1 |  | Permanently Out of Use |  | 200 | Not Listed
9-101779 | FAA - KOKO HEAD OAHU | KOKO HEAD | Honolulu | HI | 96825 | FEDERAL AVIATION ADMINISTRATION | WESTERN PACIFIC REGION 6700 KALANIANAOLE HWY, SUITE 111 | Honolulu | HI | 96825 | R-M-1 | 1959-04-30 | Permanently Out of Use | 1992-05-20 | 500 | Gasoline
9-100511 | KOKO RADIO STATION | KOKO HEAD PARK | Honolulu | HI | 96841 | Insite Wireless Group | 1199 North Fiairfax St., #700 | Honolulu | HI | 96841 | M-2 | 1990-12-31 | Currently in Use |  | 550 | Diesel
9-100511 | KOKO RADIO STATION | KOKO HEAD PARK | Honolulu | HI | 96841 | Insite Wireless Group | 1199 North Fiairfax St., #700 | Honolulu | HI | 96841 | R-1 | 1962-05-07 | Permanently Out of Use | 1992-01-23 | 285 | Diesel
9-500539 | HAIKU CENTRAL OFFICE | Kokomo Street and Haiku Road | Haiku | HI | 96708 | Hawaiian Telcom | P.O. Box 2200 | Haiku | HI | 96708 | M-1 | 1996-08-21 | Currently In Use |  | 600 | Diesel
9-500539 | HAIKU CENTRAL OFFICE | Kokomo Street and Haiku Road | Haiku | HI | 96708 | Hawaiian Telcom | P.O. Box 2200 | Haiku | HI | 96708 | R-1 | 1982-05-07 | Permanently Out of Use | 1996-08-20 | 275 | Gasoline
9-203566 | SCHOFIELD BARRACKS | KOLEKOLE AVE x FLAGLER RD BLDG 364 | Schofield Barracks | HI | 96857 | U.S. ARMY 25TH ID (L) & USARHAW | US ARMY SUPPORT COMMAND, HAWAII | Schofield Barracks | HI | 96857 | R-364 |  | Permanently Out of Use | 1999-09-09 | 550 | Diesel
9-603715 | AIRCRAFT RESUCE AND FIRE FIGHTING TRAINING FACILITY (ARFF) | KONA INTERNATIONAL AIRPORT AT KEAHOLE 73-200 Kupipi Street | Kailua-Kona | HI | 96740 | State DOT - Airports | Kona International Airport at Keahole | Kailua-Kona | HI | 96740 | r-1 | 1996-09-01 | Permanently out of Use | 2014-06-05 | 6000 | Other
9-601612 | HERTZ RENT-A-CAR KONA 2605-11 | KONA INTERNATIONAL AIRPORT 73-422 QUEEN KAAHAMANU HWY KEAHOLE U-DRIVE BASEYARD LOT 002109A | Kailua-Kona | HI | 96740 | THE HERTZ CORPORATION | 225 BRAE BLVD | Kailua-Kona | HI | 96740 | 87 | 1992-01-01 | Currently In Use |  | 10000 | Gasoline
9-601612 | HERTZ RENT-A-CAR KONA 2605-11 | KONA INTERNATIONAL AIRPORT 73-422 QUEEN KAAHAMANU HWY KEAHOLE U-DRIVE BASEYARD LOT 002109A | Kailua-Kona | HI | 96740 | THE HERTZ CORPORATION | 225 BRAE BLVD | Kailua-Kona | HI | 96740 | R-3 | 1983-10-01 | Permanently Out of Use | 1992-01-08 | 550 | Used Oil
9-601612 | HERTZ RENT-A-CAR KONA 2605-11 | KONA INTERNATIONAL AIRPORT 73-422 QUEEN KAAHAMANU HWY KEAHOLE U-DRIVE BASEYARD LOT 002109A | Kailua-Kona | HI | 96740 | THE HERTZ CORPORATION | 225 BRAE BLVD | Kailua-Kona | HI | 96740 | R-1 | 1983-01-31 | Permanently Out of Use | 1992-01-08 | 10000 | Gasoline
9-102997 | KAHUKU TRAINING AREA - GENERATOR BUILDING | KTA-2 | Kahuku | HI | 96731 | U.S. ARMY 25TH ID (L) & USARHAW | US ARMY SUPPORT COMMAND, HAWAII | Kahuku | HI | 96731 | R-KTA2 |  | Permanently Out of Use | 1994-10-30 | 6300 | Diesel
9-102483 | Defense Distribution Depot Pearl Harbor (DDPH) | Kuahua Peninsula BLDG 1733 Tank 15 | Pearl Harbor | HI | 96860 | US Navy - Commandar Navy Region Hawaii | 850 Ticonderoga Street, Suite 110 | Pearl Harbor | HI | 96860 | r-M-15 | 1990-01-30 | Permanently out of Use | 2007-12-01 | 3000 | Diesel
9-700687 | RAY'S AUTO SALON | KUHIO HWY | Kealia | HI | 96751 | AMFAC SUGAR KAUAI | 2970 KELE ST | Kealia | HI | 96751 | R-002 | 1966-04-22 | Permanently Out of Use | 1988-04-07 | 500 | Gasoline
9-700687 | RAY'S AUTO SALON | KUHIO HWY | Kealia | HI | 96751 | AMFAC SUGAR KAUAI | 2970 KELE ST | Kealia | HI | 96751 | R-003 | 1966-04-22 | Permanently Out of Use | 1988-04-07 | 6000 | Gasoline
9-700687 | RAY'S AUTO SALON | KUHIO HWY | Kealia | HI | 96751 | AMFAC SUGAR KAUAI | 2970 KELE ST | Kealia | HI | 96751 | R-001 | 1966-04-22 | Permanently Out of Use | 1988-04-07 | 500 | Gasoline
9-501838 | ORGANIZATIONAL MAINT. SHOP 3 | KUHIO PL | Paukukalo | HI | 96793 | STATE DOD - ARMY NATIONAL GUARD | 3949 DIAMOND HEAD ROAD | Paukukalo | HI | 96793 | R-1 | 1942-12-31 | Permanently Out of Use | 1997-05-12 | 2500 | Diesel
9-600716 | YOUNG BROTHERS, LTD. | KUHIO WHARF PIER 2 | Hilo | HI | 96720 | YOUNG BROTHERS, LTD. | P.O. BOX 3288 | Hilo | HI | 96720 | R-01 | 1961-03-18 | Permanently Out of Use |  | 1000 | Diesel
9-603155 | HAWAIIAN CEMENT - HILO TERMINAL | KUHIO WHARF RD | Hilo | HI | 96720 | HAWAIIAN CEMENT CORPORATION | 91-055 KAOMI LOOP | Hilo | HI | 96720 | 1 |  | Permanently Out of Use | 1996-03-25 | 1000 | Diesel
9-700608 | KUKUIOLONO PARK RADIO STATION | KUKUIOLONO PARK | Kalaheo | HI | 96741 | Insite Wireless Group | 1199 North Fiairfax St., #700 | Kalaheo | HI | 96741 | M-2 | 1986-09-01 | Currently In Use |  | 550 | Diesel
9-700608 | KUKUIOLONO PARK RADIO STATION | KUKUIOLONO PARK | Kalaheo | HI | 96741 | Insite Wireless Group | 1199 North Fiairfax St., #700 | Kalaheo | HI | 96741 | R-1 | 1981-05-01 | Permanently Out of Use | 1986-09-01 | 285 | Gasoline
9-500547 | KULA CENTRAL OFFICE | KULA HWY | Kula | HI | 96790 | VERIZON HAWAII | 1177 BISHOP ST. P.O. BOX 2200 Hon.HI 96841 | Kula | HI | 96790 | R-M-1 | 1972-05-07 | Permanently Out of Use | 1994-05-19 | 200 | Diesel
9-603630 | KUMU STREET | KUMU STREET AND KAMEHAMEHA AVE | Hilo | HI | 96720 | COUNTY OF HAWAII - DEPT OF PUBLIC WORKS | 25 AUPUNI ST, RM 202 | Hilo | HI | 96720 | R-1 |  | Permanently Out of Use | 2000-03-21 | 1000 | Gasoline
9-101966 | LORAN STATION - KURE ATOLL | KURE ATOLL | Wake Island | HI | 96898 | U.S. FOURTEENTH COAST GUARD DIST | 300 ALA MOANA BOULEVARD | Wake Island | HI | 96898 | R-1 | 1961-12-30 | Permanently Out of Use | 1990-09-09 | 1000 | Gasoline
9-402423 | DOLE LANAI PLANTATION | LABOR YARD (LANAI AVE-11TH ST) | Lanai City | HI | 96763 | DOLE FOOD COMPANY HAWAII, INC | 1116 WHITMORE AVE | Lanai City | HI | 96763 | R-L5 | 1930-05-07 | Permanently Out of Use |  |  | Used Oil
9-503342 | PACIFIC WEST FUELS, INC | LAHAINA WHARFS | Lahaina | HI | 96761 | PACIFIC WEST FUELS, INC | 100 View St., Suite 208 | Lahaina | HI | 96761 | 3 | 1991-09-01 | Currently In Use |  | 3000 | Diesel
9-503342 | PACIFIC WEST FUELS, INC | LAHAINA WHARFS | Lahaina | HI | 96761 | PACIFIC WEST FUELS, INC | 100 View St., Suite 208 | Lahaina | HI | 96761 | 1 | 1991-09-01 | Currently In Use |  | 3000 | Gasoline
9-503342 | PACIFIC WEST FUELS, INC | LAHAINA WHARFS | Lahaina | HI | 96761 | PACIFIC WEST FUELS, INC | 100 View St., Suite 208 | Lahaina | HI | 96761 | 2 | 1991-09-01 | Currently In Use |  | 6000 | Diesel
9-502971 | HI DOE LAHAINALUNA HIGH SCHOOL | LAHAINALUNA RD | Lahaina | HI | 96761 | STATE DOE |  | Lahaina | HI | 96761 | 1 |  | Permanently Out of Use | 1995-04-27 | 500 | Gasoline
9-603185 | HPC FOODS, LTD | LALAMILO FARMLOT 2A | Kamuela | HI | 96743 | HPC FOODS, LTD | LALAMILO FARMLOT 2A | Kamuela | HI | 96743 | R-1 | 1980-06-01 | Permanently Out of Use | 1996-07-15 | 1000 | Gasoline
9-601042 | HI DOT HIGHWAYS DIVISION | LALAMILO SOUTH KOHALA / 66-1595 KAWAIHAE RD | Kamuela | HI | 96743 | STATE DOT - HIGHWAYS DIVISION |  | Kamuela | HI | 96743 | R-1 | 1959-05-06 | Permanently Out of Use | 1994-06-14 | 1000 | Gasoline
9-601042 | HI DOT HIGHWAYS DIVISION | LALAMILO SOUTH KOHALA / 66-1595 KAWAIHAE RD | Kamuela | HI | 96743 | STATE DOT - HIGHWAYS DIVISION |  | Kamuela | HI | 96743 | R-2 | 1985-05-06 | Permanently Out of Use | 1994-06-14 | 1000 | Diesel
9-403425 | PUU KILEA RADIO STATION | LANAI | Lanai City | HI | 96763 | Hawaiian Telcom | P.O. Box 2200 | Lanai City | HI | 96763 | M-1 | 1990-09-01 | Currently In Use |  | 550 | Diesel
9-402985 | LANAI AIRPORT (PMID LNY620123) | LANAI AIRPORT | Lanai City | HI | 96763 | STATE DOT - AIRPORTS DIVISION |  | Lanai City | HI | 96763 | R-1 |  | Permanently Out of Use | 1994-06-29 | 350 | Diesel
9-703752 | FORMER LAWAI CANNERY | LAUOHO ROAD | Lawai | HI | 96765 | MICHAEL OSBURNE | MJO INVESTMENTS UBC 110 WEST OCEAN BLVD. #1550 | Lawai | HI | 96765 | R-2 |  | Permanently Out of Use | 2002-08-14 | 400 | Gasoline
9-703752 | FORMER LAWAI CANNERY | LAUOHO ROAD | Lawai | HI | 96765 | MICHAEL OSBURNE | MJO INVESTMENTS UBC 110 WEST OCEAN BLVD. #1550 | Lawai | HI | 96765 | R-1 |  | Permanently Out of Use | 2002-08-14 | 400 | Gasoline
9-103808 | Naval Station - Ford Island | Lift Station FI-047 Ranger Loop on Ford Island | Pearl Harbor | HI | 96860 | US Navy - Commandar Navy Region Hawaii | 850 Ticonderoga St, Ste 110 | Pearl Harbor | HI | 96860 | R-1 |  | Permanently Out of Use | 2006-04-03 | 470 | Unknown
9-703405 | FAA - KAUAI | LIH ATCT (LIHUE AIR TRAFFIC CONTROL TOWER), LIH VORTAC , AND SOK VORTAC (SOUTH KAUAI VORTAC) | Lihue | HI | 96766 | FEDERAL AVIATION ADMINISTRATION | WESTERN PACIFIC REGION 6700 KALANIANAOLE HWY, SUITE 111 | Lihue | HI | 96766 | R-M-LIH VORTAC | 1958-05-07 | Permanently Out of Use | 1992-05-29 | 1000 | Gasoline
9-703405 | FAA - KAUAI | LIH ATCT (LIHUE AIR TRAFFIC CONTROL TOWER), LIH VORTAC , AND SOK VORTAC (SOUTH KAUAI VORTAC) | Lihue | HI | 96766 | FEDERAL AVIATION ADMINISTRATION | WESTERN PACIFIC REGION 6700 KALANIANAOLE HWY, SUITE 111 | Lihue | HI | 96766 | R-M-SOK-V | 1962-05-07 | Permanently Out of Use | 1992-05-29 | 500 | Gasoline
9-703405 | FAA - KAUAI | LIH ATCT (LIHUE AIR TRAFFIC CONTROL TOWER), LIH VORTAC , AND SOK VORTAC (SOUTH KAUAI VORTAC) | Lihue | HI | 96766 | FEDERAL AVIATION ADMINISTRATION | WESTERN PACIFIC REGION 6700 KALANIANAOLE HWY, SUITE 111 | Lihue | HI | 96766 | R-M-LIH ATCT | 1976-06-01 | Permanently Out of Use | 1998-09-04 | 1000 | Diesel
9-500374 | PUKALANI TERRACE LANDCO BASE YARD | LIHOLANI ST ALONG KAAKAKAI | Pukalani | HI | 96788 | SPORTS SHINKO (PUKALANI) CO., LTD | 360 PUKALANI ST | Pukalani | HI | 96788 | R-2 | 1979-08-15 | Permanently Out of Use | 1998-04-09 | 2200 | Diesel
9-500374 | PUKALANI TERRACE LANDCO BASE YARD | LIHOLANI ST ALONG KAAKAKAI | Pukalani | HI | 96788 | SPORTS SHINKO (PUKALANI) CO., LTD | 360 PUKALANI ST | Pukalani | HI | 96788 | R-1 | 1979-08-15 | Permanently Out of Use | 1998-04-08 | 2200 | Gasoline
9-703830 | LIHUE AIRPORT RENOVATION | LIHUE AIRPORT | Lihue | HI | 96766 | ALAMO RENT A CAR | KEAHOLE U DRIVE BASEYARD LOT 002115A | Lihue | HI | 96766 | r-14 |  | Permanently out of Use | 1991-02-22 | 8200 | Gasoline
9-702413 | TRAVELERS USA | LIHUE AIRPORT | Lihue | HI | 96766 | TRAVELERS USA | LIHUE AIRPORT | Lihue | HI | 96766 | r-1 |  | Permanently out of Use | 1991-02-14 | 1000 | Gasoline
9-700638 | KENAI AIR HAWAII | LIHUE AIRPORT | Lihue | HI | 96766 | KENAI AIR HAWAII | %KENAI AIR OF HAWAII / 2895 N US HIGHWAY 89 | Lihue | HI | 96766 | R-UNLEAD | 1956-04-24 | Permanently Out of Use | 1990-06-01 | 1000 | Gasoline
9-703830 | LIHUE AIRPORT RENOVATION | LIHUE AIRPORT | Lihue | HI | 96766 | ALAMO RENT A CAR | KEAHOLE U DRIVE BASEYARD LOT 002115A | Lihue | HI | 96766 | r-16 |  | Permanently out of Use | 1991-02-26 | 2000 | Gasoline
9-702414 | RENT-A-WRECK | LIHUE AIRPORT | Lihue | HI | 96766 | RENT-A-WRECK | LIHUE AIRPORT | Lihue | HI | 96766 | r-2 |  | Permanently out of Use | 1991-02-12 | 500 | Gasoline
9-703830 | LIHUE AIRPORT RENOVATION | LIHUE AIRPORT | Lihue | HI | 96766 | ALAMO RENT A CAR | KEAHOLE U DRIVE BASEYARD LOT 002115A | Lihue | HI | 96766 | r-9 |  | Permanently out of Use | 1991-02-19 | 550 | Gasoline
9-702414 | RENT-A-WRECK | LIHUE AIRPORT | Lihue | HI | 96766 | RENT-A-WRECK | LIHUE AIRPORT | Lihue | HI | 96766 | r-1 |  | Permanently out of Use | 1991-02-12 | 1000 | Gasoline
9-701572 | STATE OF HAWAII (PMID 51401) | LIHUE AIRPORT | Lihue | HI | 96766 | STATE DOT - AIRPORTS DIVISION |  | Lihue | HI | 96766 | R-1 |  | Permanently Out of Use | 1990-09-01 | 10000 | Diesel
9-703830 | LIHUE AIRPORT RENOVATION | LIHUE AIRPORT | Lihue | HI | 96766 | ALAMO RENT A CAR | KEAHOLE U DRIVE BASEYARD LOT 002115A | Lihue | HI | 96766 | r-15 |  | Permanently out of Use | 1991-02-22 | 8200 | Gasoline
9-700638 | KENAI AIR HAWAII | LIHUE AIRPORT | Lihue | HI | 96766 | KENAI AIR HAWAII | %KENAI AIR OF HAWAII / 2895 N US HIGHWAY 89 | Lihue | HI | 96766 | R-JET | 1956-04-24 | Permanently Out of Use | 1990-06-01 | 2000 | Diesel
9-703830 | LIHUE AIRPORT RENOVATION | LIHUE AIRPORT | Lihue | HI | 96766 | ALAMO RENT A CAR | KEAHOLE U DRIVE BASEYARD LOT 002115A | Lihue | HI | 96766 | r-13 |  | Permanently out of Use | 1991-02-20 | 1000 | Gasoline
9-703830 | LIHUE AIRPORT RENOVATION | LIHUE AIRPORT | Lihue | HI | 96766 | ALAMO RENT A CAR | KEAHOLE U DRIVE BASEYARD LOT 002115A | Lihue | HI | 96766 | R-8 |  | Permanently Out of Use | 1991-02-19 | 550 | Gasoline
9-703830 | LIHUE AIRPORT RENOVATION | LIHUE AIRPORT | Lihue | HI | 96766 | ALAMO RENT A CAR | KEAHOLE U DRIVE BASEYARD LOT 002115A | Lihue | HI | 96766 | r-12 |  | Permanently out of Use | 1991-02-20 | 2000 | Gasoline
9-700638 | KENAI AIR HAWAII | LIHUE AIRPORT | Lihue | HI | 96766 | KENAI AIR HAWAII | %KENAI AIR OF HAWAII / 2895 N US HIGHWAY 89 | Lihue | HI | 96766 | R-1#AV | 1956-04-24 | Permanently Out of Use | 1990-06-01 | 2000 | Gasoline
9-700435 | HERTZ RENT-A-CAR | LIHUE AIRPORT / P.O. BOX 3003 | Lihue | HI | 96766 | THE HERTZ CORPORATION | 225 BRAE BLVD | Lihue | HI | 96766 | R-C-1 | 1966-05-05 | Permanently Out of Use | 1996-10-31 | 8000 | Gasoline
9-701861 | ROBERTS HAWAII INC. | LIHUE AIRPORT AHUKINI RD | Lihue | HI | 96766 | ROBERTS HAWAII TOURS, INC | 680 IWILEI ROAD, SUITE 700 | Lihue | HI | 96766 | r-3 | 1978-02-18 | Permanently out of Use | 1991-02-12 | 8000 | Diesel
9-701861 | ROBERTS HAWAII INC. | LIHUE AIRPORT AHUKINI RD | Lihue | HI | 96766 | ROBERTS HAWAII TOURS, INC | 680 IWILEI ROAD, SUITE 700 | Lihue | HI | 96766 | r-2 | 1974-02-18 | Permanently out of Use | 1991-02-12 | 6000 | Gasoline
9-701861 | ROBERTS HAWAII INC. | LIHUE AIRPORT AHUKINI RD | Lihue | HI | 96766 | ROBERTS HAWAII TOURS, INC | 680 IWILEI ROAD, SUITE 700 | Lihue | HI | 96766 | r-1 | 1971-02-18 | Permanently out of Use | 1991-02-12 | 2000 | Gasoline
9-701558 | HI DOT AIRPORT DIVISION (BUDGET) | LIHUE AIRPORT AHUKINI ROAD | Lihue | HI | 96766 | STATE DOT - AIRPORTS DIVISION |  | Lihue | HI | 96766 | R-C-3 | 1968-04-22 | Permanently Out of Use | 1996-12-31 | 4000 | Gasoline
9-701558 | HI DOT AIRPORT DIVISION (BUDGET) | LIHUE AIRPORT AHUKINI ROAD | Lihue | HI | 96766 | STATE DOT - AIRPORTS DIVISION |  | Lihue | HI | 96766 | R-C-2 | 1976-04-22 | Permanently Out of Use | 1996-10-31 | 10000 | Gasoline
9-600466 | HIROSHI RYUSAKI | LOT 49, PUUKAPU HOMESTEADS 1ST SERIES | Kamuela | HI | 96743 | RYUSAKI CORPORATION | P.O. BOX 423 | Kamuela | HI | 96743 | 1 | 1982-06-09 | Permanently Out of Use |  | 1000 | Gasoline
9-201884 | SCHOFIELD BARRACKS - LEADER FIELD | LYMAN RD x HAUULA ST | Schofield Barracks | HI | 96857 | U.S. DEPT OF THE ARMY |  | Schofield Barracks | HI | 96857 | R-102 |  | Permanently Out of Use | 1993-11-23 | 750 | Used Oil
9-600899 | KAU AGRIBUSINESS CO. INC. | MACNUT INDUSTRY / P.O. BOX 130 | Pahala | HI | 96777 | KA'U AGRIBUSINESS CO. INC. | P.O. BOX 130 | Pahala | HI | 96777 | R-M2 | 1977-04-21 | Permanently Out of Use | 1987-09-30 | 6000 | Gasoline
9-600899 | KAU AGRIBUSINESS CO. INC. | MACNUT INDUSTRY / P.O. BOX 130 | Pahala | HI | 96777 | KA'U AGRIBUSINESS CO. INC. | P.O. BOX 130 | Pahala | HI | 96777 | R-M1 | 1977-04-21 | Permanently Out of Use | 1987-09-30 | 6000 | Diesel
9-501415 | AMFAC WATER P-6 | MAHINAHINA PINEAPPLE FIELD | Lahaina | HI | 96761 | AMFAC PROPERTY INVESTMENT CORP. | 2530 KEKAA DRIVE | Lahaina | HI | 96761 | R-1 | 1986-12-30 | Permanently Out of Use | 1992-11-13 | 2000 | Diesel
9-501416 | KAANAPALI WATER CORP. P-4 | MAHINAHINA PINEAPPLE FIELD / 2530 KEKAA DR | Lahaina | HI | 96761 | AMFAC PROPERTY INVESTMENT CORP. | 2530 KEKAA DRIVE | Lahaina | HI | 96761 | R-1 | 1986-01-30 | Permanently Out of Use | 1992-11-13 | 2000 | Diesel
9-602439 | MASAO & JILL FUJIMOTO | MAILE ST | Hilo | HI | 96720 | MASAO & JILL FUJIMOTO | 159 TERRACE DRIVE | Hilo | HI | 96720 | R-1 | 1960-06-30 | Permanently Out of Use | 1991-04-10 | 550 | Gasoline
9-203094 | USMC - MARINE CORPS BASE HAWAII | MAINTENANCE FACILITY / BLDG 3094 TANK 93 | Kaneohe Marine Corps Base | HI | 96863 | U.S. MARINE CORPS BASE HAWAII | Facilities Department Box 63002 | Kaneohe Marine Corps Base | HI | 96863 | R-93 | 1983-01-01 | Permanently Out of Use | 1993-05-03 | 2000 | Used Oil
9-700737 | LORAN STATION | MAKAHUENA POINT / TANK 1 & 2 | Koloa | HI | 96756 | U.S. FOURTEENTH COAST GUARD DIST | 300 ALA MOANA BOULEVARD | Koloa | HI | 96756 | R-002 | 1941-12-30 | Permanently Out of Use | 1990-03-03 | 2500 | Diesel
9-700737 | LORAN STATION | MAKAHUENA POINT / TANK 1 & 2 | Koloa | HI | 96756 | U.S. FOURTEENTH COAST GUARD DIST | 300 ALA MOANA BOULEVARD | Koloa | HI | 96756 | R-001 | 1941-12-30 | Permanently Out of Use | 1990-03-03 | 2500 | Diesel
9-702080 | LORAN STATION | MAKAHUENA POINT / TANK 3 | Koloa | HI | 96756 | U.S. FOURTEENTH COAST GUARD DIST | 300 ALA MOANA BOULEVARD | Koloa | HI | 96756 | R-003 | 1941-12-30 | Permanently Out of Use | 1990-03-03 | 500 | Gasoline
9-702081 | LORAN STATION | MAKAHUENA POINT / TANK 4 | Koloa | HI | 96756 | U.S. FOURTEENTH COAST GUARD DIST | 300 ALA MOANA BOULEVARD | Koloa | HI | 96756 | R-004 | 1941-12-30 | Permanently Out of Use | 1990-03-03 | 280 | Gasoline
9-202702 | AERONAUTICAL RADIO, INC | MAKAKILO ON PALEHUA RIDGE | Makakilo | HI | 96707 | AERONAUTICAL RADIO, INC | 2551 RIVA RD | Makakilo | HI | 96707 | R-1 |  | Permanently Out of Use | 1992-11-06 | 255 | Diesel
9-101850 | JOINT INTELLIGENCE CENTER, PACIFIC | MAKALAPA, TANK JPAC-3 bldg 401 NAVAL HARBOR NAVAL COMPLEX | Pearl Harbor | HI | 96860 | US NAVY - COMNAVREG - HI | 517 RUSSELL AVE, SUITE 110 | Pearl Harbor | HI | 96860 | M-JPAC-3 | 1990-09-30 | Currently in Use |  | 8000 | Diesel
9-103793 | Hickam Air Force Base | Mamala Bay Drive Tank f-gs | Hickam Air Force Base | HI | 96853 | U.S. AIR FORCE |  | Hickam Air Force Base | HI | 96853 | r-f -gs |  | Permanently out of Use |  | 550 | Gasoline
9-603798 | Former Minoru Kawagara Chevron Service | Mamalahoa Highway | Ninole | HI | 96773 | Devine Trust | 4050 Papu Circle | Ninole | HI | 96773 | r-1 | 1952-01-01 | Permanently Out of Use | 2004-12-03 | 1000 | Gasoline
9-603798 | Former Minoru Kawagara Chevron Service | Mamalahoa Highway | Ninole | HI | 96773 | Devine Trust | 4050 Papu Circle | Ninole | HI | 96773 | r-2 | 1952-01-01 | Permanently Out of Use | 2004-12-03 | 1000 | Gasoline
9-600722 | E.M. RIVERA & SONS, INC. | MAMALAHOA HWY | Holualoa | HI | 96725 | E.M. RIVERA & SONS, INC. | 74-5599 PAWAI PL | Holualoa | HI | 96725 | R-1 | 1971-05-09 | Permanently Out of Use |  | 550 | Gasoline
9-600722 | E.M. RIVERA & SONS, INC. | MAMALAHOA HWY | Holualoa | HI | 96725 | E.M. RIVERA & SONS, INC. | 74-5599 PAWAI PL | Holualoa | HI | 96725 | R-2 | 1971-05-09 | Permanently Out of Use |  | 550 | Gasoline
9-601646 | CAP'S INC. | MAMALAHOA HWY | Captain Cook | HI | 96704 | CAP'S INC. | MAMALAHOA HWY | Captain Cook | HI | 96704 | 1 |  | Permanently Out of Use | 1994-04-01 |  | Diesel
9-603087 | DON'S PAKE KITCHEN | MAMALAHOA HWY | Kamuela | HI | 96743 | TOLLAN ASSOCIATES | PO BOX 177 | Kamuela | HI | 96743 | R-2 | 1940-01-01 | Permanently Out of Use | 1995-08-02 | 250 | Gasoline
9-602673 | DILLINGHAM PARTNERS DBA CAPTAIN COOK INVESTMENT OR LAUPAHOEHOE TRANS | MAMALAHOA HWY | Captain Cook | HI | 96704 | DILLINGHAM PARTNERS | P.O. BOX 686 | Captain Cook | HI | 96704 | R-4 | 1985-05-28 | Permanently Out of Use | 1992-02-18 | 550 | Gasoline
9-602673 | DILLINGHAM PARTNERS DBA CAPTAIN COOK INVESTMENT OR LAUPAHOEHOE TRANS | MAMALAHOA HWY | Captain Cook | HI | 96704 | DILLINGHAM PARTNERS | P.O. BOX 686 | Captain Cook | HI | 96704 | R-3 | 1985-05-28 | Permanently Out of Use | 1992-02-18 | 550 | Gasoline
9-602673 | DILLINGHAM PARTNERS DBA CAPTAIN COOK INVESTMENT OR LAUPAHOEHOE TRANS | MAMALAHOA HWY | Captain Cook | HI | 96704 | DILLINGHAM PARTNERS | P.O. BOX 686 | Captain Cook | HI | 96704 | R-2 | 1975-05-28 | Permanently Out of Use | 1992-02-18 | 6000 | Gasoline
9-601692 | KAMUELA VACUUM COOLING COOP.,LTD | MAMALAHOA HWY | Kamuela | HI | 96743 | KAMUELA VACUUM COOLING CORP., LTD | P.O. BOX 514 | Kamuela | HI | 96743 | R-1 | 1986-05-31 | Permanently Out of Use | 1997-12-11 | 550 | Gasoline
9-603087 | DON'S PAKE KITCHEN | MAMALAHOA HWY | Kamuela | HI | 96743 | TOLLAN ASSOCIATES | PO BOX 177 | Kamuela | HI | 96743 | R-3 | 1940-01-01 | Permanently Out of Use | 1995-08-02 | 250 | Gasoline
9-602673 | DILLINGHAM PARTNERS DBA CAPTAIN COOK INVESTMENT OR LAUPAHOEHOE TRANS | MAMALAHOA HWY | Captain Cook | HI | 96704 | DILLINGHAM PARTNERS | P.O. BOX 686 | Captain Cook | HI | 96704 | R-1 | 1975-05-28 | Permanently Out of Use | 1992-02-18 | 6000 | Diesel
9-601626 | DEPT OF HAWAIIAN HOME LANDS - WE | MAMALAHOA HWY / P.O. BOX 125 | Kamuela | HI | 96743 | STATE DHHL | P.O. BOX 1879 | Kamuela | HI | 96743 | 2 | 1968-09-30 | Permanently Out of Use | 1995-08-02 | 1000 | Diesel
9-601626 | DEPT OF HAWAIIAN HOME LANDS - WE | MAMALAHOA HWY / P.O. BOX 125 | Kamuela | HI | 96743 | STATE DHHL | P.O. BOX 1879 | Kamuela | HI | 96743 | 1 | 1968-09-30 | Permanently Out of Use | 1995-08-02 | 500 | Gasoline
9-601139 | TANAKA'S CHEVRON | MAMALAHOA HWY / P.O. BOX 785 | Kealakekua | HI | 96750 | CHEVRON PRODUCTS COMPANY | 91-480 MALAKOLE ST. | Kealakekua | HI | 96750 | R-4 | 1968-05-21 | Permanently Out of Use | 1987-08-01 | 1000 | Used Oil
9-601139 | TANAKA'S CHEVRON | MAMALAHOA HWY / P.O. BOX 785 | Kealakekua | HI | 96750 | CHEVRON PRODUCTS COMPANY | 91-480 MALAKOLE ST. | Kealakekua | HI | 96750 | R-1 | 1975-06-21 | Permanently Out of Use | 1987-08-01 | 4000 | Gasoline
9-601139 | TANAKA'S CHEVRON | MAMALAHOA HWY / P.O. BOX 785 | Kealakekua | HI | 96750 | CHEVRON PRODUCTS COMPANY | 91-480 MALAKOLE ST. | Kealakekua | HI | 96750 | R-2 | 1968-08-21 | Permanently Out of Use | 1987-08-01 | 7500 | Gasoline
9-601139 | TANAKA'S CHEVRON | MAMALAHOA HWY / P.O. BOX 785 | Kealakekua | HI | 96750 | CHEVRON PRODUCTS COMPANY | 91-480 MALAKOLE ST. | Kealakekua | HI | 96750 | R-3 | 1968-05-21 | Permanently Out of Use | 1987-08-01 | 7500 | Gasoline
9-603504 | Hawaii County | MAMALAHOA HWY x LINDSEY RD | Kamuela | HI | 96743 | COUNTY OF HAWAII - DEPT OF PUBLIC WORKS | 25 AUPUNI ST, RM 202 | Kamuela | HI | 96743 | R-3 | 1955-01-01 | Permanently Out of Use | 1998-12-15 | 550 | Diesel
9-603504 | Hawaii County | MAMALAHOA HWY x LINDSEY RD | Kamuela | HI | 96743 | COUNTY OF HAWAII - DEPT OF PUBLIC WORKS | 25 AUPUNI ST, RM 202 | Kamuela | HI | 96743 | R-1 | 1955-01-01 | Permanently Out of Use | 1998-12-15 | 1000 | Diesel
9-603504 | Hawaii County | MAMALAHOA HWY x LINDSEY RD | Kamuela | HI | 96743 | COUNTY OF HAWAII - DEPT OF PUBLIC WORKS | 25 AUPUNI ST, RM 202 | Kamuela | HI | 96743 | R-2 | 1955-01-01 | Permanently Out of Use | 1998-12-15 | 1000 | Diesel
9-602206 | TED'S GARAGE AND TOWING SERVICE, INC. | MAMANE ST | Honokaa | HI | 96727 | TSUTOMU ONOMURA | 122A HALE NOMU DR | Honokaa | HI | 96727 | 1 | 1982-01-29 | Currently in Use |  | 6000 | Gasohol
9-602928 | KAY HIGASHI | MAMANE ST | Honokaa | HI | 96727 | KAY HIGASHI | 46-449 MAKENA ST | Honokaa | HI | 96727 | R-2 |  | Permanently Out of Use | 1994-06-14 | 500 | Gasoline
9-602206 | TED'S GARAGE AND TOWING SERVICE, INC. | MAMANE ST | Honokaa | HI | 96727 | TSUTOMU ONOMURA | 122A HALE NOMU DR | Honokaa | HI | 96727 | 3 | 1983-01-29 | Currently in Use |  | 3000 | Diesel
9-602206 | TED'S GARAGE AND TOWING SERVICE, INC. | MAMANE ST | Honokaa | HI | 96727 | TSUTOMU ONOMURA | 122A HALE NOMU DR | Honokaa | HI | 96727 | 2 | 1982-01-29 | Currently in Use |  | 6000 | Gasoline
9-602928 | KAY HIGASHI | MAMANE ST | Honokaa | HI | 96727 | KAY HIGASHI | 46-449 MAKENA ST | Honokaa | HI | 96727 | R-1 |  | Permanently Out of Use | 1994-06-15 | 1000 | Gasoline
9-203744 | FORMER OAHU SUGAR MILL | MANAGERS DRIVE/HIAPO ST | Waipahu | HI | 96797 | CASTLE & COOKE INC | 680 Iwilei Road | Waipahu | HI | 96797 | R-1 |  | Permanently Out of Use | 2002-03-12 | 500 | Diesel
9-202490 | NIKE SITE NO. 5 | MANAWAHUA ANNEX | Makakilo | HI | 96707 | U.S. ARMY SUPPORT COMMAND, HAWAII |  | Makakilo | HI | 96707 | r-m-3 |  | Permanently Out of Use | 1992-07-16 | 3000 | Diesel
9-202490 | NIKE SITE NO. 5 | MANAWAHUA ANNEX | Makakilo | HI | 96707 | U.S. ARMY SUPPORT COMMAND, HAWAII |  | Makakilo | HI | 96707 | r-2 |  | Permanently Out of Use | 1992-07-16 | 1000 | Gasoline
9-202490 | NIKE SITE NO. 5 | MANAWAHUA ANNEX | Makakilo | HI | 96707 | U.S. ARMY SUPPORT COMMAND, HAWAII |  | Makakilo | HI | 96707 | r-m-1 |  | Permanently Out of Use | 1992-07-16 | 6000 | Diesel
9-202987 | RCA BUILDING | MARCONI RD | Kahuku | HI | 96731 | ESTATE OF JAMES CAMPBELL | 1001 KAMOKILA BOULEVARD | Kahuku | HI | 96731 | R-1 |  | Permanently Out of Use | 1994-12-28 | 1000 | Diesel
9-102625 | NAVAL STATION - PEARL HARBOR | MARINE BARRACKS - BLDG 224 TANK 47 AND 48 | Pearl Harbor | HI | 96860 | US NAVY - COMNAVREG - HI | 517 RUSSELL AVE, SUITE 110 | Pearl Harbor | HI | 96860 | R-47 |  | Permanently Out of Use |  |  | Not Listed
9-503102 | HAWAII JOB CORPS CENTER | MAUI SATELLITE / 500 IKE DR | Makawao | HI | 96768 | HAWAII JOB CORPS CENTER | MAUI SATELLITE / 500 IKE DRIVE | Makawao | HI | 96768 | R-3 |  | Permanently Out of Use | 1995-08-05 | 550 | Gasoline
9-503102 | HAWAII JOB CORPS CENTER | MAUI SATELLITE / 500 IKE DR | Makawao | HI | 96768 | HAWAII JOB CORPS CENTER | MAUI SATELLITE / 500 IKE DRIVE | Makawao | HI | 96768 | R-1 |  | Permanently Out of Use | 1995-08-03 | 550 | Diesel
9-503102 | HAWAII JOB CORPS CENTER | MAUI SATELLITE / 500 IKE DR | Makawao | HI | 96768 | HAWAII JOB CORPS CENTER | MAUI SATELLITE / 500 IKE DRIVE | Makawao | HI | 96768 | R-2 |  | Permanently Out of Use | 1995-10-10 | 550 | Diesel
9-602730 | MAUNA KEA AGRIBUSINESS CO | MAUNA KEA GARAGE / HIGHWAY 19 | Papaikou | HI | 96781 | MAUNA KEA AGRIBUSINESS CO | P.O. BOX 15 | Papaikou | HI | 96781 | R-2 |  | Permanently Out of Use | 1988-08-30 | 7000 | Diesel
9-602730 | MAUNA KEA AGRIBUSINESS CO | MAUNA KEA GARAGE / HIGHWAY 19 | Papaikou | HI | 96781 | MAUNA KEA AGRIBUSINESS CO | P.O. BOX 15 | Papaikou | HI | 96781 | R-1 |  | Permanently Out of Use | 1988-08-30 | 7000 | Gasoline
9-602730 | MAUNA KEA AGRIBUSINESS CO | MAUNA KEA GARAGE / HIGHWAY 19 | Papaikou | HI | 96781 | MAUNA KEA AGRIBUSINESS CO | P.O. BOX 15 | Papaikou | HI | 96781 | R-3 |  | Permanently Out of Use | 1988-08-30 | 12000 | Diesel
9-603620 | UNIVERSITY OF HAWAII 88" TELESCOPE | MAUNA KEA SUMMIT | Hilo | HI | 96720 | UNIVERSITY OF HAWAII - INSTITUTE OF ASTROMONY | 2680 WOODLAWN DRIVE | Hilo | HI | 96720 | R-1 | 1965-01-01 | Permanently Out of Use | 2001-11-14 | 4000 | Diesel
9-603915 | National Astronomical Observatory of Japan | Mauna Kea Summit | Hilo | HI | 96720 | national Astronomical Observatory of Japan | 650 North Aohoku Place | Hilo | HI | 96720 | m-1 | 1995-06-01 | Currently in Use |  | 1000 | Diesel
9-600570 | HUMUULA RADIO SITE | MAUNA KEA SUMMIT RD | Hilo | HI | 96720 | Hawaiian Telcom | P.O. Box 2200 | Hilo | HI | 96720 | R-M-1 | 1971-05-08 | Permanently Out of Use | 1987-03-01 | 300 | Gasoline
9-600570 | HUMUULA RADIO SITE | MAUNA KEA SUMMIT RD | Hilo | HI | 96720 | Hawaiian Telcom | P.O. Box 2200 | Hilo | HI | 96720 | M-2 | 1987-03-01 | Currently In Use |  | 550 | Diesel
9-300554 | MAUNALOA CENTRAL OFFICE | MAUNALOA HWY | Maunaloa | HI | 96770 | Hawaiian Telcom | P.O. Box 2200 | Maunaloa | HI | 96770 | M-1 | 1997-05-01 | Currently In Use |  | 600 | Diesel
9-300554 | MAUNALOA CENTRAL OFFICE | MAUNALOA HWY | Maunaloa | HI | 96770 | Hawaiian Telcom | P.O. Box 2200 | Maunaloa | HI | 96770 | R-M-1 | 1971-05-08 | Permanently Out of Use | 1997-05-09 | 200 | Gasoline
9-302611 | AVIS RENT-A-CAR | MAUNALOA HWY & AIRPORT RD P.O. BOX 1478 | Kaunakakai | HI | 96748 | STATE DLNR |  | Kaunakakai | HI | 96748 | R-1 |  | Permanently Out of Use | 1998-12-08 | 1000 | Gasoline
9-102149 | McCULLY & MOILIILI ST | McCULLY ST x MOILIILI ST | Honolulu | HI | 96826 | UNDETERMINED AT THIS TIME | Address Unknown | Honolulu | HI | 96826 | 1 |  | Permanently Out of Use |  |  | Not Listed
9-103804 | Middle Street Intermodal Center | Middle Street and Kamehameha Hwy | Honolulu | HI | 96817 | City and County of Honolulu | Department of Transportation, 860 South King Street, 3rd Floor, | Honolulu | HI | 96817 | r-b |  | Permanently out of Use | 2006-04-05 | 1000 | Diesel
9-103804 | Middle Street Intermodal Center | Middle Street and Kamehameha Hwy | Honolulu | HI | 96817 | City and County of Honolulu | Department of Transportation, 860 South King Street, 3rd Floor, | Honolulu | HI | 96817 | r-a |  | Permanently out of Use | 2006-04-04 | 7500 | Gasoline
9-601872 | ABANDONED UNION OIL GAS STATION | MILL RD, OLD PEPEEKEO VILLAGE | Pepeekeo | HI | 96783 | HILO COAST PROCESSING CO. | P. O.Box 4190 | Pepeekeo | HI | 96783 | R-002 | 1948-12-13 | Permanently Out of Use | 1992-12-08 | 600 | Gasoline
9-601872 | ABANDONED UNION OIL GAS STATION | MILL RD, OLD PEPEEKEO VILLAGE | Pepeekeo | HI | 96783 | HILO COAST PROCESSING CO. | P. O.Box 4190 | Pepeekeo | HI | 96783 | R-001 | 1948-12-13 | Permanently Out of Use | 1992-12-08 | 500 | Gasoline
9-700599 | DEMARCATION HUT PAC.MISSILE | MISSLE RANGE FACILITY BONHAM AIR FORCE BASE | Kekaha | HI | 96752 | VERIZON HAWAII | 1177 BISHOP ST. P.O. BOX 2200 Hon.HI 96841 | Kekaha | HI | 96752 | R-1 | 1980-05-07 | Permanently Out of Use | 1995-08-01 | 285 | Diesel
9-203771 | Crystal Auto Repair/Island Quickie Lube | Moanalua Shopping Center 958 SPENCE ST | ZipCode Unknown | XX | 99999 | UNKNOWN AT THIS TIME | UNK | ZipCode Unknown | XX | 99999 | R-1 | 1957-01-01 | Permanently Out of Use | 2003-10-15 | 5000 | Gasoline
9-203771 | Crystal Auto Repair/Island Quickie Lube | Moanalua Shopping Center 958 SPENCE ST | ZipCode Unknown | XX | 99999 | UNKNOWN AT THIS TIME | UNK | ZipCode Unknown | XX | 99999 | r-5 |  | Permanently out of Use | 2004-04-30 | 500 | Diesel
9-203771 | Crystal Auto Repair/Island Quickie Lube | Moanalua Shopping Center 958 SPENCE ST | ZipCode Unknown | XX | 99999 | UNKNOWN AT THIS TIME | UNK | ZipCode Unknown | XX | 99999 | R-3 | 1957-01-01 | Permanently Out of Use | 2003-10-17 | 5000 | Gasoline
9-203771 | Crystal Auto Repair/Island Quickie Lube | Moanalua Shopping Center 958 SPENCE ST | ZipCode Unknown | XX | 99999 | UNKNOWN AT THIS TIME | UNK | ZipCode Unknown | XX | 99999 | R-4 | 1957-01-01 | Permanently Out of Use | 2003-10-17 | 550 | Used Oil
9-203771 | Crystal Auto Repair/Island Quickie Lube | Moanalua Shopping Center 958 SPENCE ST | ZipCode Unknown | XX | 99999 | UNKNOWN AT THIS TIME | UNK | ZipCode Unknown | XX | 99999 | R-2 | 1957-01-01 | Permanently Out of Use | 2003-10-17 | 3000 | Gasoline
9-503472 | BOARD OF WATER SUPPLY | MOKUHAU RENOVATION END OF MOKUAHU RD | Wailuku | HI | 96793 | COUNTY OF MAUI - BOARD OF WATER SUPPLY | P.O. BOX 1109 200 S HIGH ST | Wailuku | HI | 96793 | R-1 |  | Permanently Out of Use | 1998-11-30 | 2000 | Diesel
9-501566 | DEKALB PFIZER GENETICS | MOKULELE HWY | Kihei | HI | 96753 | DEKALB PFIZER GENETICS | P. O. BOX 645 | Kihei | HI | 96753 | R-1 | 1974-03-20 | Permanently Out of Use |  | 1000 | Gasoline
9-203726 | A&B PROPERTIES, INC . MILL TOWN SITE | MOKUOLA STREET EXTENSION (FORMER WAIPAHU SUGAR MILL CAMP HOUSING) | Waipahu | HI | 96797 | ALEXANDER & BALDWIN INC. |  | Waipahu | HI | 96797 | R-2 |  | Permanently Out of Use | 2001-12-11 | 500 | Kerosene
9-203726 | A&B PROPERTIES, INC . MILL TOWN SITE | MOKUOLA STREET EXTENSION (FORMER WAIPAHU SUGAR MILL CAMP HOUSING) | Waipahu | HI | 96797 | ALEXANDER & BALDWIN INC. |  | Waipahu | HI | 96797 | R-3 |  | Permanently Out of Use | 2001-12-11 | 5500 | Other
9-203726 | A&B PROPERTIES, INC . MILL TOWN SITE | MOKUOLA STREET EXTENSION (FORMER WAIPAHU SUGAR MILL CAMP HOUSING) | Waipahu | HI | 96797 | ALEXANDER & BALDWIN INC. |  | Waipahu | HI | 96797 | R-1 |  | Permanently Out of Use | 2001-12-11 | 500 | Kerosene
9-303331 | MOLOKAI ISLAND U-DRIVE (OLD DOLLAR RENT-A-CAR) (PMID MKK001101) | MOLOKAI AIRPORT | Hoolehua | HI | 96729 | STATE DOT - AIRPORTS DIVISION |  | Hoolehua | HI | 96729 | R-1 |  | Permanently Out of Use | 1998-10-25 | 1000 | Gasoline
9-303310 | HI DOT AIRPORTS DIVISION (PMID MKK803101 AND MKK610109) | MOLOKAI AIRPORT | Hoolehua | HI | 96729 | STATE DOT - AIRPORTS DIVISION |  | Hoolehua | HI | 96729 | R-1 | 1960-01-01 | Permanently Out of Use | 1998-10-25 | 1000 | Diesel
9-303121 | DOLLAR RENT-A-CAR (PMID MKK002104B) | Molokai Airport Baseyard | Hoolehua | HI | 96729 | PACIFIC INTERNATIONAL SERVICES | 1600 KAPIOLANI BLVD. #825 | Hoolehua | HI | 96729 | R-1 | 1979-01-01 | Permanently Out of Use | 1997-01-13 | 550 | Gasoline
9-102580 | HICKAM AIR FORCE BASE | MOTOR POOL INDUSTRIAL AREA / NORTHWEST TANKS (2) BLDG 2002 | Hickam Air Force Base | HI | 96853 | U.S. AIR FORCE |  | Hickam Air Force Base | HI | 96853 | R-2 | 1940-01-01 | Permanently Out of Use | 2001-07-17 | 5000 | Gasoline
9-102580 | HICKAM AIR FORCE BASE | MOTOR POOL INDUSTRIAL AREA / NORTHWEST TANKS (2) BLDG 2002 | Hickam Air Force Base | HI | 96853 | U.S. AIR FORCE |  | Hickam Air Force Base | HI | 96853 | R-1 | 1940-01-01 | Permanently Out of Use | 2001-07-17 | 5000 | Gasoline
9-102581 | HICKAM AIR FORCE BASE | MOTOR POOL INDUSTRIAL AREA / SOUTHEAST TANKS (2) | Hickam Air Force Base | HI | 96853 | U.S. AIR FORCE |  | Hickam Air Force Base | HI | 96853 | P-2 |  | Permanently Out of Use |  | 5000 | Other
9-102581 | HICKAM AIR FORCE BASE | MOTOR POOL INDUSTRIAL AREA / SOUTHEAST TANKS (2) | Hickam Air Force Base | HI | 96853 | U.S. AIR FORCE |  | Hickam Air Force Base | HI | 96853 | P-1 |  | Permanently Out of Use |  | 5000 | Other
9-200199 | FAA - QKAC ARSR MT. KAALA | MT KAALA | Waialua | HI | 96791 | FEDERAL AVIATION ADMINISTRATION | WESTERN PACIFIC REGION 6700 KALANIANAOLE HWY, SUITE 111 | Waialua | HI | 96791 | R-1 | 1986-06-11 | Permanently Out of Use | 1998-01-20 | 1000 | Diesel
9-200198 | FAA - MT KAALA RCAG | MT KAALA | Honolulu | HI | 96816 | FEDERAL AVIATION ADMINISTRATION | WESTERN PACIFIC REGION 6700 KALANIANAOLE HWY, SUITE 111 | Honolulu | HI | 96816 | R-2 | 1962-03-15 | Permanently Out of Use | 1998-01-20 | 1000 | Diesel
9-200522 | MOUNT KAALA RADIO SITE | MT KAALA | Mokuleia | HI | 96791 | Insite Wireless Group | 1199 North Fiairfax St., #700 | Mokuleia | HI | 96791 | R-M-001 | 1966-10-08 | Permanently Out of Use | 1990-12-01 | 550 | Diesel
9-200522 | MOUNT KAALA RADIO SITE | MT KAALA | Mokuleia | HI | 96791 | Insite Wireless Group | 1199 North Fiairfax St., #700 | Mokuleia | HI | 96791 | M-002 | 1990-10-31 | Currently in Use |  | 550 | Diesel
9-103669 | MT KAALA MILITARY RESERVATION | MT KAALA MILITARY RESERVATION | Fort Shafter | HI | 96858 | U.S. ARMY 25TH ID (L) & USARHAW | US ARMY SUPPORT COMMAND, HAWAII | Fort Shafter | HI | 96858 | R-1 |  | Permanently Out of Use | 2001-01-24 | 550 | Kerosene
9-600591 | OOKALA RADIO STATION | N HILO MAMALAHOA HWY | Ookala | HI | 96774 | VERIZON HAWAII | 1177 BISHOP ST. P.O. BOX 2200 Hon.HI 96841 | Ookala | HI | 96774 | R-M-1 | 1972-05-07 | Permanently Out of Use | 1996-07-17 | 340 | Gasoline
9-500914 | MAUI COUNTY KIHEI SPS5 (EAST WELAKAHAO) | N KIHEI RD | Kihei | HI | 96753 | COUNTY OF MAUI - PUBLIC WORKS & WASTE MANAGEMENT | 200 S HIGH ST | Kihei | HI | 96753 | R-M-1 | 1974-05-05 | Permanently Out of Use | 1993-05-15 | 150 | Diesel
9-500217 | MAUI COUNTY KIHEI SPS6 (KIHEI FIRE HOUSE) | N KIHEI RD | Kihei | HI | 96753 | COUNTY OF MAUI - PUBLIC WORKS & WASTE MANAGEMENT | 200 S HIGH ST | Kihei | HI | 96753 | R-M-001 | 1974-05-05 | Permanently Out of Use | 1994-12-05 | 1000 | Diesel
9-500215 | MAUI COUNTY KIHEI SPS4 (YE'S ORCHARD) | N KIHEI RD | Kihei | HI | 96753 | COUNTY OF MAUI - PUBLIC WORKS & WASTE MANAGEMENT | 200 S HIGH ST | Kihei | HI | 96753 | R-M-1 | 1974-05-08 | Permanently Out of Use | 1993-04-12 | 150 | Diesel
9-500256 | MAUI COUNTY KIHEI SPS3 (MENEHUNE SHORES) | N KIHEI RD | Kihei | HI | 96753 | COUNTY OF MAUI - PUBLIC WORKS & WASTE MANAGEMENT | 200 S HIGH ST | Kihei | HI | 96753 | R-M-1 | 1974-05-05 | Permanently Out of Use | 1993-04-12 | 150 | Diesel
9-602417 | KAU AGRIBUSINESS CO. INC. | NAALEHU GARAGE / P.O. BOX 130 | Pahala | HI | 96777 | KA'U AGRIBUSINESS CO. INC. | P.O. BOX 130 | Pahala | HI | 96777 | R-G3 | 1960-04-21 | Permanently Out of Use | 1974-03-30 | 20000 | Gasoline
9-602417 | KAU AGRIBUSINESS CO. INC. | NAALEHU GARAGE / P.O. BOX 130 | Pahala | HI | 96777 | KA'U AGRIBUSINESS CO. INC. | P.O. BOX 130 | Pahala | HI | 96777 | R-G2 | 1960-04-21 | Permanently Out of Use | 1974-03-30 | 7000 | Kerosene
9-602417 | KAU AGRIBUSINESS CO. INC. | NAALEHU GARAGE / P.O. BOX 130 | Pahala | HI | 96777 | KA'U AGRIBUSINESS CO. INC. | P.O. BOX 130 | Pahala | HI | 96777 | R-G1 | 1960-04-21 | Permanently Out of Use | 1974-03-30 | 20000 | Diesel
9-202164 | HAWAIIAN CEMENT | NANAKULI PLANT / LUALUALEI DEPOT RD | Nanakuli | HI | 96792 | HAWAIIAN CEMENT | P. O. BOX 1027 | Nanakuli | HI | 96792 | R-3 |  | Permanently Out of Use |  | 2000 | Gasoline
9-202164 | HAWAIIAN CEMENT | NANAKULI PLANT / LUALUALEI DEPOT RD | Nanakuli | HI | 96792 | HAWAIIAN CEMENT | P. O. BOX 1027 | Nanakuli | HI | 96792 | R-2 |  | Permanently Out of Use |  | 8000 | Diesel
9-202164 | HAWAIIAN CEMENT | NANAKULI PLANT / LUALUALEI DEPOT RD | Nanakuli | HI | 96792 | HAWAIIAN CEMENT | P. O. BOX 1027 | Nanakuli | HI | 96792 | R-1 |  | Permanently Out of Use |  | 6000 | Other
9-102348 | NAVY PUBLIC WORKS CENTER | NAVAL MAGAZINE LUALUALEI - WEST LOCH BRANCH BLDG 51 TANK 49 | Pearl Harbor | HI | 96860 | US NAVY - COMNAVREG - HI | 850 Ticonderoga Street, suite 110 | Pearl Harbor | HI | 96860 | R-49 | 1942-04-28 | Permanently Out of Use | 1985-12-01 | 1000 | Diesel
9-102679 | NEX JBPHH Gas Station | NAVAL SUBMARINE BASE BLDG 1326, North Rd tank 32 33 | Pearl Harbor | HI | 96860 | US Navy - Commandar Navy Region Hawaii | 850 Ticonderoga Street, Suite 110 | Pearl Harbor | HI | 96860 | 33 | 1991-04-01 | Currently In Use |  | 10000 | Gasoline
9-102679 | NEX JBPHH Gas Station | NAVAL SUBMARINE BASE BLDG 1326, North Rd tank 32 33 | Pearl Harbor | HI | 96860 | US Navy - Commandar Navy Region Hawaii | 850 Ticonderoga Street, Suite 110 | Pearl Harbor | HI | 96860 | 32 | 1991-04-01 | Currently In Use |  | 10000 | Gasoline
9-102288 | KUAHUA PENINSULA | NAVFAV No. 1224, TANK ST-1, st-2, st-3, st-4 | Pearl Harbor | HI | 96860 | U.S. DEPT OF THE NAVY |  | Pearl Harbor | HI | 96860 | F-ST1 | 1941-05-01 | Currently in Use |  | 400000 | Other
9-102288 | KUAHUA PENINSULA | NAVFAV No. 1224, TANK ST-1, st-2, st-3, st-4 | Pearl Harbor | HI | 96860 | U.S. DEPT OF THE NAVY |  | Pearl Harbor | HI | 96860 | F-ST3 | 1941-05-01 | Currently in Use |  | 400000 | Diesel
9-102288 | KUAHUA PENINSULA | NAVFAV No. 1224, TANK ST-1, st-2, st-3, st-4 | Pearl Harbor | HI | 96860 | U.S. DEPT OF THE NAVY |  | Pearl Harbor | HI | 96860 | F-ST4 | 1941-05-01 | Currently in Use |  | 400000 | Diesel
9-102288 | KUAHUA PENINSULA | NAVFAV No. 1224, TANK ST-1, st-2, st-3, st-4 | Pearl Harbor | HI | 96860 | U.S. DEPT OF THE NAVY |  | Pearl Harbor | HI | 96860 | F-ST2 | 1941-05-01 | Currently in Use |  | 400000 | Diesel
9-103100 | NAVAL STATION- PEARL HARBOR | NAVY MARINE GOLF COURSE TANK 92 | Pearl Harbor | HI | 96860 | COMMANDING OFFICIER | NAVAL STATION PEARL HARBOR BOX 21 | Pearl Harbor | HI | 96860 | R-92 |  | Permanently Out of Use | 1995-07-23 | 1000 | Diesel
9-601318 | MACFARMS OF HAWAII, INC. | NEAR 84 MILE MARKER, HWY 11 AT WORKSHOP AREA, NEAR KAPUA MAUKA | Honomalino | HI | 96704 | MACFARMS OF HAWAII, INC. |  | Honomalino | HI | 96704 | R-2 | 1979-12-01 | Permanently Out of Use | 1994-12-07 | 2000 | Gasoline
9-601318 | MACFARMS OF HAWAII, INC. | NEAR 84 MILE MARKER, HWY 11 AT WORKSHOP AREA, NEAR KAPUA MAUKA | Honomalino | HI | 96704 | MACFARMS OF HAWAII, INC. |  | Honomalino | HI | 96704 | R-3 | 1979-12-01 | Permanently Out of Use | 1994-12-07 | 2000 | Gasoline
9-601318 | MACFARMS OF HAWAII, INC. | NEAR 84 MILE MARKER, HWY 11 AT WORKSHOP AREA, NEAR KAPUA MAUKA | Honomalino | HI | 96704 | MACFARMS OF HAWAII, INC. |  | Honomalino | HI | 96704 | R-1 | 1979-12-30 | Permanently Out of Use | 1994-12-07 | 4000 | Diesel
9-103776 | Tripler Medical Center | Near Bldg 125 | Tripler Army Medical Center | HI | 96859 | 25TH ID (LIGHT) & USARHAW | ATTN: DPW, USAG-HI | Tripler Army Medical Center | HI | 96859 | r-1 |  | Permanently out of Use | 2003-06-19 | 300 | Used Oil
9-202541 | HAWAIIAN BITUMULS & PAVING QUARRY | NEAR DILLINGHAM AIR FIELD | Mokuleia | HI | 96791 | UNDETERMINED AT THIS TIME | Address Unknown | Mokuleia | HI | 96791 | R-1 |  | Permanently Out of Use | 1998-06-30 |  | Not Listed
9-103190 | Fed. Aviation Administration Radio Station | Near Puuloa Naval Reservation | Ewa Beach | HI | 96706 | US NAVY - COMNAVREG - HI | 850 Ticonderoga Street, suite 110 | Ewa Beach | HI | 96706 | R-121 |  | Permanently Out of Use | 1997-08-22 | 500 | Diesel
9-703307 | KILAUEA POINT NATIONAL WILDLIFE REFUGE | NEAR THE KILAUEA TRANSMISSION TOWER | Kilauea | HI | 96754 | U.S. FISH & WILDLIFE SERVICE | SERVICE POLLUTION CONTROL OFFICE P.O. BOX 25207 | Kilauea | HI | 96754 | R-1 | 1940-01-01 | Permanently Out of Use | 1997-09-02 | 500 | Gasoline
9-103277 | LYNCH FIELD | NIMITZ & VALKENBURGH | Pearl Harbor | HI | 96860 | COMMANDING OFFICIER | NAVAL STATION PEARL HARBOR BOX 21 | Pearl Harbor | HI | 96860 | R-1 |  | Permanently Out of Use | 1997-03-19 | 500 | Diesel
9-100526 | PUULOA CENTRAL OFFICE | Nimitz Highway & Main Street | Honolulu | HI | 96818 | Hawaiian Telcom | P.O. Box 2200 | Honolulu | HI | 96818 | R-1 | 1973-01-06 | Permanently Out of Use | 1986-06-01 | 1000 | Diesel
9-100526 | PUULOA CENTRAL OFFICE | Nimitz Highway & Main Street | Honolulu | HI | 96818 | Hawaiian Telcom | P.O. Box 2200 | Honolulu | HI | 96818 | M-1 | 1987-01-06 | Currently in Use |  | 2000 | Diesel
9-701557 | U.S. DEPT OF COMMERCE | NIST RADIO STATION WWVH / KOKOLE POINT, PMRF BARKING SANDS | Kekaha | HI | 96752 | U.S. DEPARTMENT OF COMMERCE | NIST RADIO STATION WWVH / P. O. BOX 417 | Kekaha | HI | 96752 | R-800B | 1974-01-31 | Permanently Out of Use |  | 500 | Gasoline
9-701557 | U.S. DEPT OF COMMERCE | NIST RADIO STATION WWVH / KOKOLE POINT, PMRF BARKING SANDS | Kekaha | HI | 96752 | U.S. DEPARTMENT OF COMMERCE | NIST RADIO STATION WWVH / P. O. BOX 417 | Kekaha | HI | 96752 | R-800A | 1970-05-01 | Permanently Out of Use | 1991-06-13 | 4000 | Diesel
9-102593 | SUPERBLOCK PROPERTIES | NORTH BLOCK (BLDG N12) / KAMAILE ST | Honolulu | HI | 96814 | KEEAUMOKU PARTNERS | 820 MILILANI ST, SUITE 820 | Honolulu | HI | 96814 | R-NT7 |  | Permanently Out of Use |  | 550 | Diesel
9-102595 | SUPERBLOCK PROPERTIES | NORTH BLOCK (BLDG N15) / SHERIDAN ST | Honolulu | HI | 96814 | KEEAUMOKU PARTNERS | 820 MILILANI ST, SUITE 820 | Honolulu | HI | 96814 | R-NT10 |  | Permanently Out of Use | 1992-01-07 | 500 | Used Oil
9-102592 | SUPERBLOCK PROPERTIES | NORTH BLOCK (BLDG N4) / KEEAUMOKU ST | Honolulu | HI | 96814 | KEEAUMOKU PARTNERS | 820 MILILANI ST, SUITE 820 | Honolulu | HI | 96814 | R-NT2 |  | Permanently Out of Use |  | 1000 | Gasoline
9-102592 | SUPERBLOCK PROPERTIES | NORTH BLOCK (BLDG N4) / KEEAUMOKU ST | Honolulu | HI | 96814 | KEEAUMOKU PARTNERS | 820 MILILANI ST, SUITE 820 | Honolulu | HI | 96814 | R-NT1 |  | Permanently Out of Use |  | 1000 | Gasoline
9-102594 | SUPERBLOCK PROPERTIES | NORTH BLOCK (BLDG N8) / KEEAUMOKU ST | Honolulu | HI | 96814 | KEEAUMOKU PARTNERS | 820 MILILANI ST, SUITE 820 | Honolulu | HI | 96814 | R-NT4 |  | Permanently Out of Use | 1991-07-23 | 8000 | Gasoline
9-102594 | SUPERBLOCK PROPERTIES | NORTH BLOCK (BLDG N8) / KEEAUMOKU ST | Honolulu | HI | 96814 | KEEAUMOKU PARTNERS | 820 MILILANI ST, SUITE 820 | Honolulu | HI | 96814 | R-NT3 |  | Permanently Out of Use | 1991-07-23 | 250 | Used Oil
9-102594 | SUPERBLOCK PROPERTIES | NORTH BLOCK (BLDG N8) / KEEAUMOKU ST | Honolulu | HI | 96814 | KEEAUMOKU PARTNERS | 820 MILILANI ST, SUITE 820 | Honolulu | HI | 96814 | R-NT5 |  | Permanently Out of Use | 1991-07-23 | 8000 | Gasoline
9-600461 | HAWAII COUNTY POLICE DEPT | NORTH HILO POLICE STATION / PUUALAEA HOMESTEAD RD | Laupahoehoe | HI | 96764 | COUNTY OF HAWAII - POLICE DEPARTMENT | 349 KAPIOLANI STREET | Laupahoehoe | HI | 96764 | R-A | 1975-05-22 | Permanently Out of Use | 1993-09-28 | 3000 | Gasoline
9-602473 | COUNTY OF HAWAII | NORTH KOHALA BASEYARD / TMK 5-5-11 PARCEL 7 | Hawi | HI | 96719 | COUNTY OF HAWAII | 25 AUPUNI ST | Hawi | HI | 96719 | 2 | 1975-12-30 | Permanently Out of Use | 1992-06-02 | 5000 | Gasoline
9-602473 | COUNTY OF HAWAII | NORTH KOHALA BASEYARD / TMK 5-5-11 PARCEL 7 | Hawi | HI | 96719 | COUNTY OF HAWAII | 25 AUPUNI ST | Hawi | HI | 96719 | 1 | 1965-12-30 | Permanently Out of Use | 1992-06-02 | 1000 | Diesel
9-103725 | HICKAM AIR FORCE BASE | NORTH OF BLDG 3590 TANK 752 | Hickam Air Force Base | HI | 96853 | U.S. AIR FORCE |  | Hickam Air Force Base | HI | 96853 | r-752 (f752) |  | Permanently out of Use | 2001-08-14 | 5000 | Gasoline
9-603443 | KAU SUGAR MILL | NUMBER ONE MILL RD 96-3207 MAILE ST | Pahala | HI | 96777 | KA'U AGRIBUSINESS CO. INC. | P.O. BOX 130 | Pahala | HI | 96777 | R-3 |  | Permanently Out of Use | 1998-09-22 | 15000 | Used Oil
9-603443 | KAU SUGAR MILL | NUMBER ONE MILL RD 96-3207 MAILE ST | Pahala | HI | 96777 | KA'U AGRIBUSINESS CO. INC. | P.O. BOX 130 | Pahala | HI | 96777 | R-2 |  | Permanently Out of Use | 1998-09-22 | 10000 | Diesel
9-503733 | OLD WAINEE VILLAGE | OFF E. SHAW STREET (VACANT LAND) | Lahaina | HI | 96761 | MAUI ECONOMIC CONCERNS OF THE COMMUNITY, INC | 670 WAIALE RD | Lahaina | HI | 96761 | R-1 |  | Permanently Out of Use | 2001-10-24 | 535 | Used Oil
9-601640 | PAAUILO GARAGE | OFF STATE ROUTE 19 | Paauilo | HI | 96776 | HAMAKUA SUGAR COMPANY, INC. | P. O. BOX 250 | Paauilo | HI | 96776 | 002 | 1961-04-21 | Permanently Out of Use |  | 6000 | Gasoline
9-601640 | PAAUILO GARAGE | OFF STATE ROUTE 19 | Paauilo | HI | 96776 | HAMAKUA SUGAR COMPANY, INC. | P. O. BOX 250 | Paauilo | HI | 96776 | 001 | 1961-04-21 | Permanently Out of Use |  | 6000 | Diesel
9-601639 | HAINA SERVICE STATION | OFF STATE ROUTE 240 | Honokaa | HI | 96727 | HAMAKUA SUGAR COMPANY, INC. | P. O. BOX 250 | Honokaa | HI | 96727 | R-1 | 1964-04-21 | Permanently Out of Use | 1996-01-31 | 12000 | Diesel
9-601639 | HAINA SERVICE STATION | OFF STATE ROUTE 240 | Honokaa | HI | 96727 | HAMAKUA SUGAR COMPANY, INC. | P. O. BOX 250 | Honokaa | HI | 96727 | R-2 | 1964-04-21 | Permanently Out of Use | 1996-01-31 | 8000 | Gasoline
9-601040 | HI DOT Honokaa Base yard | Ohia Street | Honokaa | HI | 96727 | STATE DOT - HIGHWAYS DIVISION |  | Honokaa | HI | 96727 | R-1 | 1973-05-05 | Permanently Out of Use |  | 500 | Gasoline
9-602511 | ESTATE OF MARY HELELA | OLD COUNTRY RD | Wailea | HI | 96710 | ESTATE OF MARY HELELA | C/O LAW OFFICES OF LIBBY C. ELLETT | Wailea | HI | 96710 | P-2 | 1930-12-30 | Permanently Out of Use | 1950-12-30 | 550 | Gasoline
9-602511 | ESTATE OF MARY HELELA | OLD COUNTRY RD | Wailea | HI | 96710 | ESTATE OF MARY HELELA | C/O LAW OFFICES OF LIBBY C. ELLETT | Wailea | HI | 96710 | P-1 | 1930-12-30 | Permanently Out of Use | 1950-12-30 | 1000 | Gasoline
9-103363 | UH MANOA PRINT SHOP | Old Engineering Quad, Bldg 34 | Honolulu | HI | 96822 | STATE UNIVERSITYOF HAWAII - MANOA | ENVIRONMENTAL OFFICE 2040 EAST-WEST RD | Honolulu | HI | 96822 | R-C-1 | 1952-06-01 | Permanently Out of Use | 1998-05-12 | 120 | Diesel
9-600656 | FORMER M. NAKAHARA STORES, LTD. | OLD GOVERNMENT MAIN ROAD | Ookala | HI | 96774 | HAMAKUA SUGAR COMPANY, INC. | P. O. BOX 250 | Ookala | HI | 96774 | R-2 |  | Permanently Out of Use | 1999-12-27 | 550 | Gasoline
9-600656 | FORMER M. NAKAHARA STORES, LTD. | OLD GOVERNMENT MAIN ROAD | Ookala | HI | 96774 | HAMAKUA SUGAR COMPANY, INC. | P. O. BOX 250 | Ookala | HI | 96774 | R-1 | 1946-05-21 | Permanently Out of Use | 1999-12-27 | 2500 | Gasoline
9-600698 | KAINEHE SERVICE STATION, INC. | OLD GOVERNMENT ROAD KAINEHE VILLAGE (TMK 4-2-04:04) | Paauilo | HI | 96776 | KAINEHE SERVICE STATION, INC | P.O. BOX 138 | Paauilo | HI | 96776 | R-2 | 1966-07-08 | Permanently Out of Use | 1999-05-22 | 550 | Gasoline
9-600698 | KAINEHE SERVICE STATION, INC. | OLD GOVERNMENT ROAD KAINEHE VILLAGE (TMK 4-2-04:04) | Paauilo | HI | 96776 | KAINEHE SERVICE STATION, INC | P.O. BOX 138 | Paauilo | HI | 96776 | R-1 | 1966-07-08 | Permanently Out of Use | 1999-05-22 | 550 | Gasoline
9-501585 | DAVID PICO CESSPOOL DIGGING | OLD HALEAKALA HWY | Kahului | HI | 96732 | DAVID PICO | 343 ALU RD | Kahului | HI | 96732 | R-1 |  | Permanently Out of Use |  | 2000 | Diesel
9-600454 | NORTH HILO BASE YARD | OLD MAMALAHOA HWY | Hilo | HI | 96720 | COUNTY OF HAWAII - DEPT OF PUBLIC WORKS | 25 AUPUNI ST, RM 202 | Hilo | HI | 96720 | R-1 | 1960-12-30 | Permanently Out of Use | 1992-11-17 | 500 | Gasoline
9-703746 | KUKUIULA WASTEWATER TREATMENT PLANT | OLD McBRYDE CANE COAST ROAD | Koloa | HI | 96756 | Kukuiula South Shore Community Services LLC | P.O. BOX 280 | Koloa | HI | 96756 | r-M-1 | 1992-09-01 | Permanently out of Use | 2014-01-13 | 2500 | Diesel
9-703746 | KUKUIULA WASTEWATER TREATMENT PLANT | OLD McBRYDE CANE COAST ROAD | Koloa | HI | 96756 | Kukui'ula Development Company, LLC | 2700 Ke Alaula St, Suite B | Koloa | HI | 96756 | r-M-1 | 1992-09-01 | Permanently out of Use | 2014-01-13 | 2500 | Diesel
9-102456 | UNITED AIRLINES (PMID 601103) | OLD PAN AM BLDG | Honolulu | HI | 96819 | UNITED AIRLINES | 402 AOLEWA ST | Honolulu | HI | 96819 | R-1 |  | Permanently Out of Use | 1991-01-01 | 10000 | Diesel
9-102456 | UNITED AIRLINES (PMID 601103) | OLD PAN AM BLDG | Honolulu | HI | 96819 | UNITED AIRLINES | 402 AOLEWA ST | Honolulu | HI | 96819 | R-4 |  | Permanently Out of Use | 1991-01-01 | 2000 | Other
9-102456 | UNITED AIRLINES (PMID 601103) | OLD PAN AM BLDG | Honolulu | HI | 96819 | UNITED AIRLINES | 402 AOLEWA ST | Honolulu | HI | 96819 | R-2 |  | Permanently Out of Use | 1991-01-01 | 10000 | Gasoline
9-102456 | UNITED AIRLINES (PMID 601103) | OLD PAN AM BLDG | Honolulu | HI | 96819 | UNITED AIRLINES | 402 AOLEWA ST | Honolulu | HI | 96819 | R-3 |  | Permanently Out of Use | 1991-01-01 | 2000 | Used Oil
9-500392 | KAPALUA BAY HOTEL | ONE BAY DRIVE | Kapalua | HI | 96761 | KAPALUA BAY HOTEL | ONE BAY DRIVE | Kapalua | HI | 96761 | r-m-1 | 1977-12-31 | Permanently out of Use | 2006-08-17 | 1000 | Diesel
9-701812 | YAMAGUCHI BUS SERVICE, INC. | OPPOSITE OF 2785 KALIHIWAI RD | Kilauea | HI | 96754 | YAMAGUCHI BUS SERVICE, INC. | 4011 PAPALINA RD P.O. BOX 58 | Kilauea | HI | 96754 | R-3 | 1979-04-01 | Permanently Out of Use | 1994-01-11 | 5000 | Gasoline
9-200944 | OAHU SUGAR COMPANY, LTD - MILLYARD | P.O. BOX 0 | Waipahu | HI | 96797 | OAHU SUGAR CO., LTD | 94-833 MAKAALOHA ST | Waipahu | HI | 96797 | R-7 | 1966-04-28 | Permanently Out of Use |  | 5000 | Diesel
9-200944 | OAHU SUGAR COMPANY, LTD - MILLYARD | P.O. BOX 0 | Waipahu | HI | 96797 | OAHU SUGAR CO., LTD | 94-833 MAKAALOHA ST | Waipahu | HI | 96797 | R-8 |  | Permanently Out of Use |  | 250 | Used Oil
9-200944 | OAHU SUGAR COMPANY, LTD - MILLYARD | P.O. BOX 0 | Waipahu | HI | 96797 | OAHU SUGAR CO., LTD | 94-833 MAKAALOHA ST | Waipahu | HI | 96797 | R-4 | 1966-04-28 | Permanently Out of Use |  | 10000 | Gasoline
9-200944 | OAHU SUGAR COMPANY, LTD - MILLYARD | P.O. BOX 0 | Waipahu | HI | 96797 | OAHU SUGAR CO., LTD | 94-833 MAKAALOHA ST | Waipahu | HI | 96797 | R-6 | 1966-04-28 | Permanently Out of Use |  | 10000 | Diesel
9-200953 | OAHU SUGAR COMPANY, LTD. - EWA T | P.O. BOX 0 | Waipahu | HI | 96797 | OAHU SUGAR CO., LTD | 94-833 MAKAALOHA ST | Waipahu | HI | 96797 | R-12 | 1956-04-28 | Permanently Out of Use | 1985-12-31 | 5000 | Diesel
9-200944 | OAHU SUGAR COMPANY, LTD - MILLYARD | P.O. BOX 0 | Waipahu | HI | 96797 | OAHU SUGAR CO., LTD | 94-833 MAKAALOHA ST | Waipahu | HI | 96797 | R-3 | 1966-04-28 | Permanently Out of Use |  | 10000 | Diesel
9-200944 | OAHU SUGAR COMPANY, LTD - MILLYARD | P.O. BOX 0 | Waipahu | HI | 96797 | OAHU SUGAR CO., LTD | 94-833 MAKAALOHA ST | Waipahu | HI | 96797 | R-5 | 1966-04-28 | Permanently Out of Use |  | 10000 | Gasoline
9-200953 | OAHU SUGAR COMPANY, LTD. - EWA T | P.O. BOX 0 | Waipahu | HI | 96797 | OAHU SUGAR CO., LTD | 94-833 MAKAALOHA ST | Waipahu | HI | 96797 | R-11 | 1956-04-28 | Permanently Out of Use | 1985-12-31 | 500 | Other
9-200953 | OAHU SUGAR COMPANY, LTD. - EWA T | P.O. BOX 0 | Waipahu | HI | 96797 | OAHU SUGAR CO., LTD | 94-833 MAKAALOHA ST | Waipahu | HI | 96797 | R-10 | 1956-04-28 | Permanently Out of Use | 1985-12-31 | 5000 | Gasoline
9-200953 | OAHU SUGAR COMPANY, LTD. - EWA T | P.O. BOX 0 | Waipahu | HI | 96797 | OAHU SUGAR CO., LTD | 94-833 MAKAALOHA ST | Waipahu | HI | 96797 | R-13 | 1956-04-28 | Permanently Out of Use | 1985-12-31 | 750 | Diesel
9-600473 | HI DOE KAU HIGH & PAHALA ELEMENTARY SCHOOL | P.O. BOX 100 | Pahala | HI | 96777 | STATE DOE | 75 AUPUNI ST | Pahala | HI | 96777 | R-2 |  | Permanently Out of Use | 1991-07-30 | 500 | Gasoline
9-600473 | HI DOE KAU HIGH & PAHALA ELEMENTARY SCHOOL | P.O. BOX 100 | Pahala | HI | 96777 | STATE DOE | 75 AUPUNI ST | Pahala | HI | 96777 | R-1 | 1958-04-24 | Permanently Out of Use | 1991-07-30 | 220 | Gasoline
9-601287 | RONALD DENIS | P.O. BOX 1042 / HILLCREST SUBDIVISION | Kailua-Kona | HI | 96740 | RONALD DENIS | P. O. BOX 1042 / HILLCREST SUB. ONIONI ST | Kailua-Kona | HI | 96740 | R-1 | 1981-04-25 | Permanently Out of Use | 1992-08-11 | 550 | Gasoline
9-602533 | LUCY HENRIQUES MEDICAL CENTER | P.O. BOX 1108 / MAMALAHOA HWY | Kamuela | HI | 96743 | LUCY HENRIQUES MEDICAL CENTER | 67-1123 Mamalahoa Hwy #110 | Kamuela | HI | 96743 | R-M-1 | 1977-12-30 | Permanently Out of Use | 1992-03-30 | 150 | Diesel
9-100996 | NAVY ENVIRONMENTAL AND PREVENTIVE | P.O. BOX 112 | Pearl Harbor | HI | 96860 | NAVY ENVIRONMENTAL & PREVENTIVE MEDICINE UNIT SIX | OFFICIER IN CHARGE NEPMU-6 1215 NORTH ROAD | Pearl Harbor | HI | 96860 | 1 | 1976-03-25 | Permanently Out of Use |  | 550 | Hazardous Substance
9-601689 | B.K GAS CENTER NO. 88 | P.O. BOX 1218 / HAWAII BELT RD | Kealakekua | HI | 96750 | BHP HAWAII INC. | P.O. BOX 3379 | Kealakekua | HI | 96750 | R-4 | 1960-05-11 | Permanently Out of Use | 1991-06-17 | 550 | Gasoline
9-601689 | B.K GAS CENTER NO. 88 | P.O. BOX 1218 / HAWAII BELT RD | Kealakekua | HI | 96750 | BHP HAWAII INC. | P.O. BOX 3379 | Kealakekua | HI | 96750 | R-1 | 1960-05-11 | Permanently Out of Use |  | 8000 | Gasoline
9-601689 | B.K GAS CENTER NO. 88 | P.O. BOX 1218 / HAWAII BELT RD | Kealakekua | HI | 96750 | BHP HAWAII INC. | P.O. BOX 3379 | Kealakekua | HI | 96750 | R-3 | 1960-05-11 | Permanently Out of Use | 1991-06-17 | 550 | Gasoline
9-601689 | B.K GAS CENTER NO. 88 | P.O. BOX 1218 / HAWAII BELT RD | Kealakekua | HI | 96750 | BHP HAWAII INC. | P.O. BOX 3379 | Kealakekua | HI | 96750 | R-2 | 1960-05-11 | Permanently Out of Use |  | 5000 | Gasoline
9-601831 | KONA VILLAGE RESORT | P.O. BOX 1299 QUEEN KAAHUMANU HWY | Kailua-Kona | HI | 96745 | KONA VILLAGE RESORT | P.O. BOX 1299 | Kailua-Kona | HI | 96745 | R-1 | 1978-04-08 | Permanently Out of Use | 1998-08-18 | 1000 | Gasoline
9-601831 | KONA VILLAGE RESORT | P.O. BOX 1299 QUEEN KAAHUMANU HWY | Kailua-Kona | HI | 96745 | KONA VILLAGE RESORT | P.O. BOX 1299 | Kailua-Kona | HI | 96745 | R-4 | 1978-04-08 | Permanently Out of Use | 1998-08-18 | 1000 | Diesel
9-601831 | KONA VILLAGE RESORT | P.O. BOX 1299 QUEEN KAAHUMANU HWY | Kailua-Kona | HI | 96745 | KONA VILLAGE RESORT | P.O. BOX 1299 | Kailua-Kona | HI | 96745 | R-2 | 1978-04-08 | Permanently Out of Use | 1998-08-18 | 1000 | Gasoline
9-601831 | KONA VILLAGE RESORT | P.O. BOX 1299 QUEEN KAAHUMANU HWY | Kailua-Kona | HI | 96745 | KONA VILLAGE RESORT | P.O. BOX 1299 | Kailua-Kona | HI | 96745 | R-3 | 1978-04-08 | Permanently Out of Use | 1998-08-18 | 1000 | Gasoline
9-601409 | WHC LTD. | P.O. BOX 1390 / MAMALAHOA HWY AT SADDLE RD | Waimea | HI | 96743 | WHC LTD. | P.O. BOX 1390 | Waimea | HI | 96743 | R-1 | 1976-05-01 | Permanently Out of Use | 1990-02-01 | 8000 | Diesel
9-700688 | SAKODA GARAGE, INC. | P.O. BOX 143 / 3954 HANAPEPE RD | Hanapepe | HI | 96716 | SAKODA GARAGE, INC. | P.O. BOX 143 / 3954 HANAPEPE RD | Hanapepe | HI | 96716 | R-3 | 1966-05-07 | Permanently Out of Use | 2002-07-24 | 2000 | Gasoline
9-700688 | SAKODA GARAGE, INC. | P.O. BOX 143 / 3954 HANAPEPE RD | Hanapepe | HI | 96716 | SAKODA GARAGE, INC. | P.O. BOX 143 / 3954 HANAPEPE RD | Hanapepe | HI | 96716 | R-1 | 1974-05-07 | Permanently Out of Use | 2002-07-24 | 4000 | Gasoline
9-700688 | SAKODA GARAGE, INC. | P.O. BOX 143 / 3954 HANAPEPE RD | Hanapepe | HI | 96716 | SAKODA GARAGE, INC. | P.O. BOX 143 / 3954 HANAPEPE RD | Hanapepe | HI | 96716 | R-2 | 1974-05-07 | Permanently Out of Use | 2002-07-24 | 4000 | Gasoline
9-601151 | L.B.B. PARTNERS | P.O. BOX 1535 / MAMALAHOA HWY | Kamuela | HI | 96743 | L.B.B. PARTNERS | P.O. BOX 1535 | Kamuela | HI | 96743 | R-1 |  | Permanently Out of Use |  |  | Not Listed
9-601151 | L.B.B. PARTNERS | P.O. BOX 1535 / MAMALAHOA HWY | Kamuela | HI | 96743 | L.B.B. PARTNERS | P.O. BOX 1535 | Kamuela | HI | 96743 | R-2 |  | Permanently Out of Use |  |  | Not Listed
9-702732 | OLOKELE SUGAR CO., LTD | P.O. BOX 156 / 1 KAUMAKANI AVE | Kaumakani | HI | 96747 | OLOKELE SUGAR CO., LTD | P.O. BOX 156 | Kaumakani | HI | 96747 | R-4 | 1972-01-01 | Permanently Out of Use | 1994-02-09 | 8000 | Diesel
9-702732 | OLOKELE SUGAR CO., LTD | P.O. BOX 156 / 1 KAUMAKANI AVE | Kaumakani | HI | 96747 | OLOKELE SUGAR CO., LTD | P.O. BOX 156 | Kaumakani | HI | 96747 | R-1 | 1942-01-01 | Permanently Out of Use | 1988-10-20 | 6000 | Diesel
9-702732 | OLOKELE SUGAR CO., LTD | P.O. BOX 156 / 1 KAUMAKANI AVE | Kaumakani | HI | 96747 | OLOKELE SUGAR CO., LTD | P.O. BOX 156 | Kaumakani | HI | 96747 | R-3 | 1942-01-01 | Permanently Out of Use | 1988-10-20 | 5000 | Gasoline
9-702732 | OLOKELE SUGAR CO., LTD | P.O. BOX 156 / 1 KAUMAKANI AVE | Kaumakani | HI | 96747 | OLOKELE SUGAR CO., LTD | P.O. BOX 156 | Kaumakani | HI | 96747 | R-2 | 1942-01-01 | Permanently Out of Use | 1988-10-20 | 6000 | Gasoline
9-702732 | OLOKELE SUGAR CO., LTD | P.O. BOX 156 / 1 KAUMAKANI AVE | Kaumakani | HI | 96747 | OLOKELE SUGAR CO., LTD | P.O. BOX 156 | Kaumakani | HI | 96747 | R-5 | 1965-01-01 | Permanently Out of Use | 1988-01-15 | 6300 | Other
9-502309 | HOTEL HANA MAUI - MOTORPOOL | P.O. BOX 158 | Hana | HI | 96713 | KEOLA HANA MAUI INC. | P.O. BOX 96713 | Hana | HI | 96713 | R-1 |  | Permanently Out of Use | 1992-12-01 |  | Diesel
9-301783 | HI DOE MOLOKAI HIGH & INTERMEDIATE SCHOOL | P.O. BOX 158 / ATHLETIC FIELD AND PARKING LOT | Hoolehua | HI | 96729 | STATE DAGS - PROJECT MANAGEMENT BRANCH | 1151 PUNCHBOWL ST, RM 427 | Hoolehua | HI | 96729 | R-1 | 1950-12-30 | Permanently Out of Use | 1992-09-30 | 500 | Used Oil
9-701681 | KOKEE STATE PARK | P.O. BOX 1671 | Lihue | HI | 96766 | STATE DLNR | P.O. BOX 373 | Lihue | HI | 96766 | R-1 | 1961-05-14 | Permanently Out of Use | 1995-07-11 | 1000 | Gasoline
9-701681 | KOKEE STATE PARK | P.O. BOX 1671 | Lihue | HI | 96766 | STATE DLNR | P.O. BOX 373 | Lihue | HI | 96766 | R-2 | 1966-05-14 | Permanently Out of Use | 1995-07-11 | 1000 | Gasoline
9-302741 | GLENN & CATHLEEN SAKAMOTO | P.O. BOX 1706 / 1127 KAMEHAMEHA HWY | Kaunakakai | HI | 96748 | GLENN & CATHLEEN SAKAMOTO | P.O. BOX 1706 | Kaunakakai | HI | 96748 | R-2 | 1950-12-30 | Permanently Out of Use | 1993-08-03 | 1000 | Diesel
9-302741 | GLENN & CATHLEEN SAKAMOTO | P.O. BOX 1706 / 1127 KAMEHAMEHA HWY | Kaunakakai | HI | 96748 | GLENN & CATHLEEN SAKAMOTO | P.O. BOX 1706 | Kaunakakai | HI | 96748 | R-1 | 1950-12-30 | Permanently Out of Use | 1993-08-03 | 1000 | Gasoline
9-701560 | UNITED CAR RENTAL - KAUAI | P.O. BOX 173-A | Lihue | HI | 96766 | UNITED CAR RENTAL SYSTEMS, INC. | 234 BEACH WALK | Lihue | HI | 96766 | r-2 |  | Permanently out of Use | 1991-02-20 | 1000 | Gasoline
9-701560 | UNITED CAR RENTAL - KAUAI | P.O. BOX 173-A | Lihue | HI | 96766 | UNITED CAR RENTAL SYSTEMS, INC. | 234 BEACH WALK | Lihue | HI | 96766 | r-1 | 1976-05-05 | Permanently out of Use | 1991-02-20 | 1000 | Gasoline
9-501254 | PUKALANI CHEVRON | P.O. BOX 178 (HWY 37 & MAKAWAO RD) | Pukalani | HI | 96788 | CHEVRON PRODUCTS COMPANY | 91-480 MALAKOLE ST. | Pukalani | HI | 96788 | R-3 | 1982-07-18 | Permanently Out of Use | 1999-04-15 | 10000 | Gasoline
9-501254 | PUKALANI CHEVRON | P.O. BOX 178 (HWY 37 & MAKAWAO RD) | Pukalani | HI | 96788 | CHEVRON PRODUCTS COMPANY | 91-480 MALAKOLE ST. | Pukalani | HI | 96788 | R-4 | 1982-07-18 | Permanently Out of Use | 1999-04-15 | 10000 | Diesel
9-501254 | PUKALANI CHEVRON | P.O. BOX 178 (HWY 37 & MAKAWAO RD) | Pukalani | HI | 96788 | CHEVRON PRODUCTS COMPANY | 91-480 MALAKOLE ST. | Pukalani | HI | 96788 | R-5 | 1982-07-18 | Permanently Out of Use | 1999-04-15 | 1000 | Used Oil
9-501254 | PUKALANI CHEVRON | P.O. BOX 178 (HWY 37 & MAKAWAO RD) | Pukalani | HI | 96788 | CHEVRON PRODUCTS COMPANY | 91-480 MALAKOLE ST. | Pukalani | HI | 96788 | R-2 | 1982-07-18 | Permanently Out of Use | 1999-04-15 | 10000 | Gasoline
9-501254 | PUKALANI CHEVRON | P.O. BOX 178 (HWY 37 & MAKAWAO RD) | Pukalani | HI | 96788 | CHEVRON PRODUCTS COMPANY | 91-480 MALAKOLE ST. | Pukalani | HI | 96788 | R-1 | 1982-07-18 | Permanently Out of Use | 1999-04-15 | 10000 | Gasoline
9-203476 | WAIAWA CORRECTIONAL FACILITY | P.O. BOX 1839 | Pearl City | HI | 96782 | STATE PSD - WAIAWA CORRECTIONAL FACILITY | P.O. BOX 1839 | Pearl City | HI | 96782 | R-1 |  | Permanently Out of Use | 1998-12-15 | 1000 | Diesel
9-203476 | WAIAWA CORRECTIONAL FACILITY | P.O. BOX 1839 | Pearl City | HI | 96782 | STATE PSD - WAIAWA CORRECTIONAL FACILITY | P.O. BOX 1839 | Pearl City | HI | 96782 | R-2 |  | Permanently Out of Use | 1998-12-11 | 550 | Other
9-601624 | DALEICO RANCH | P.O. BOX 195 | Naalehu | HI | 96772 | DALEICO RANCH | P. O. BOX 195 | Naalehu | HI | 96772 | R-1 | 1976-05-01 | Permanently Out of Use | 1993-12-30 | 550 | Gasoline
9-601616 | FAA - KONA | P.O. BOX 1959 / KEAHOLE AIRPORT TANKS MUE VORTAC, UPP, KOA | Kailua-Kona | HI | 96740 | FEDERAL AVIATION ADMINISTRATION | WESTERN PACIFIC REGION 6700 KALANIANAOLE HWY, SUITE 111 | Kailua-Kona | HI | 96740 | R-M-KOA | 1975-01-01 | Permanently Out of Use | 1998-05-05 | 1000 | Diesel
9-601616 | FAA - KONA | P.O. BOX 1959 / KEAHOLE AIRPORT TANKS MUE VORTAC, UPP, KOA | Kailua-Kona | HI | 96740 | FEDERAL AVIATION ADMINISTRATION | WESTERN PACIFIC REGION 6700 KALANIANAOLE HWY, SUITE 111 | Kailua-Kona | HI | 96740 | R-M-MUE VORTAC | 1976-05-07 | Permanently Out of Use | 1998-04-15 | 250 | Diesel
9-601616 | FAA - KONA | P.O. BOX 1959 / KEAHOLE AIRPORT TANKS MUE VORTAC, UPP, KOA | Kailua-Kona | HI | 96740 | FEDERAL AVIATION ADMINISTRATION | WESTERN PACIFIC REGION 6700 KALANIANAOLE HWY, SUITE 111 | Kailua-Kona | HI | 96740 | R-M-UPP | 1961-05-07 | Permanently Out of Use | 1992-05-26 | 1000 | Gasoline
9-600661 | PUNA SUGAR COMPANY, LIMITED | P.O. BOX 210 | Keaau | HI | 96749 | PUNA SUGAR COMPANY, LTD. | P.O. BOX 210 | Keaau | HI | 96749 | R-003 | 1951-04-30 | Permanently Out of Use | 1988-05-31 | 9800 | Diesel
9-600661 | PUNA SUGAR COMPANY, LIMITED | P.O. BOX 210 | Keaau | HI | 96749 | PUNA SUGAR COMPANY, LTD. | P.O. BOX 210 | Keaau | HI | 96749 | R-001 | 1951-04-30 | Permanently Out of Use | 1988-05-31 | 5000 | Gasoline
9-600661 | PUNA SUGAR COMPANY, LIMITED | P.O. BOX 210 | Keaau | HI | 96749 | PUNA SUGAR COMPANY, LTD. | P.O. BOX 210 | Keaau | HI | 96749 | R-002 | 1951-04-30 | Permanently Out of Use | 1988-05-31 | 9800 | Gasoline
9-600661 | PUNA SUGAR COMPANY, LIMITED | P.O. BOX 210 | Keaau | HI | 96749 | PUNA SUGAR COMPANY, LTD. | P.O. BOX 210 | Keaau | HI | 96749 | R-004 | 1951-04-30 | Permanently Out of Use | 1988-05-31 | 11000 | Diesel
9-600701 | MIYASAKI STORE | P.O. BOX 217 PAAUILO VILLAGE (MAMALAHOA HWY) | Paauilo | HI | 96776 | ROY S. MIYASAKI | P.O. BOX 217 | Paauilo | HI | 96776 | R-A | 1936-05-29 | Permanently Out of Use | 1988-09-28 | 550 | Gasoline
9-600701 | MIYASAKI STORE | P.O. BOX 217 PAAUILO VILLAGE (MAMALAHOA HWY) | Paauilo | HI | 96776 | ROY S. MIYASAKI | P.O. BOX 217 | Paauilo | HI | 96776 | R-B | 1951-05-30 | Permanently Out of Use | 1991-10-10 | 550 | Gasoline
9-600655 | M. NAKAHARA STORES, LTD. | P.O. BOX 237 43-1528 HAUOLA RD | Paauilo | HI | 96776 | M. NAKAHARA STORES, LTD. | P.O. BOX 237 | Paauilo | HI | 96776 | R-001 | 1941-05-22 | Permanently Out of Use | 1999-03-10 | 500 | Gasoline
9-600705 | FUJIMOTO SUPER SERVICE, INC. | P.O. BOX 245 | Honokaa | HI | 96727 | FUJIMOTO SUPER SERVICE, INC. | P.O. BOX 245 | Honokaa | HI | 96727 | R-3 | 1942-04-17 | Permanently Out of Use |  | 500 | Gasoline
9-600705 | FUJIMOTO SUPER SERVICE, INC. | P.O. BOX 245 | Honokaa | HI | 96727 | FUJIMOTO SUPER SERVICE, INC. | P.O. BOX 245 | Honokaa | HI | 96727 | R-4 | 1942-04-17 | Permanently Out of Use |  | 275 | Gasoline
9-600705 | FUJIMOTO SUPER SERVICE, INC. | P.O. BOX 245 | Honokaa | HI | 96727 | FUJIMOTO SUPER SERVICE, INC. | P.O. BOX 245 | Honokaa | HI | 96727 | R-2 | 1966-04-17 | Permanently Out of Use |  | 2000 | Gasoline
9-600705 | FUJIMOTO SUPER SERVICE, INC. | P.O. BOX 245 | Honokaa | HI | 96727 | FUJIMOTO SUPER SERVICE, INC. | P.O. BOX 245 | Honokaa | HI | 96727 | R-1 | 1966-04-17 | Permanently Out of Use |  | 2000 | Gasoline
9-301818 | MOLOKAI RANCH - MAUNALOA | P.O. BOX 248 | Maunaloa | HI | 96770 | MOLOKAI RANCH |  | Maunaloa | HI | 96770 | R-1 |  | Permanently Out of Use |  | 10000 | Gasoline
9-301818 | MOLOKAI RANCH - MAUNALOA | P.O. BOX 248 | Maunaloa | HI | 96770 | MOLOKAI RANCH |  | Maunaloa | HI | 96770 | R-2 |  | Permanently Out of Use |  | 10000 | Diesel
9-301818 | MOLOKAI RANCH - MAUNALOA | P.O. BOX 248 | Maunaloa | HI | 96770 | MOLOKAI RANCH |  | Maunaloa | HI | 96770 | R-3 |  | Permanently Out of Use | 1995-04-06 | 4000 | Gasoline
9-302658 | KALUA KOI RESORT | P.O. BOX 25 (KEPUHI BEACH) | Maunaloa | HI | 96770 | KUKUI (MOLOKAI) INC | P.O. Box 1977 | Maunaloa | HI | 96770 | R-1 | 1971-07-23 | Permanently Out of Use | 1998-12-08 | 1000 | Gasoline
9-302658 | KALUA KOI RESORT | P.O. BOX 25 (KEPUHI BEACH) | Maunaloa | HI | 96770 | KUKUI (MOLOKAI) INC | P.O. Box 1977 | Maunaloa | HI | 96770 | R-2 | 1979-06-30 | Permanently Out of Use | 1998-12-08 | 500 | Diesel
9-601635 | PAPAALOA GARAGE | P.O. BOX 250 | Paauilo | HI | 96776 | HAMAKUA SUGAR COMPANY, INC. | P. O. BOX 250 | Paauilo | HI | 96776 | R-3 | 1960-04-21 | Permanently Out of Use |  | 10000 | Gasoline
9-601635 | PAPAALOA GARAGE | P.O. BOX 250 | Paauilo | HI | 96776 | HAMAKUA SUGAR COMPANY, INC. | P. O. BOX 250 | Paauilo | HI | 96776 | R-1 | 1960-04-21 | Permanently Out of Use |  | 10000 | Diesel
9-601635 | PAPAALOA GARAGE | P.O. BOX 250 | Paauilo | HI | 96776 | HAMAKUA SUGAR COMPANY, INC. | P. O. BOX 250 | Paauilo | HI | 96776 | R-2 | 1960-04-21 | Permanently Out of Use |  | 10000 | Diesel
9-601637 | OOKALA FUEL STATION | P.O. BOX 250/STATE ROUTE 19 / OLD MAMALAHOA HWY | Ookala | HI | 96774 | HAMAKUA SUGAR COMPANY, INC. | P. O. BOX 250 | Ookala | HI | 96774 | R-2 | 1968-04-21 | Permanently Out of Use | 1994-10-10 | 12000 | Diesel
9-601637 | OOKALA FUEL STATION | P.O. BOX 250/STATE ROUTE 19 / OLD MAMALAHOA HWY | Ookala | HI | 96774 | HAMAKUA SUGAR COMPANY, INC. | P. O. BOX 250 | Ookala | HI | 96774 | R-3 | 1968-04-21 | Permanently Out of Use | 1994-10-10 | 8000 | Gasoline
9-601637 | OOKALA FUEL STATION | P.O. BOX 250/STATE ROUTE 19 / OLD MAMALAHOA HWY | Ookala | HI | 96774 | HAMAKUA SUGAR COMPANY, INC. | P. O. BOX 250 | Ookala | HI | 96774 | R-1 | 1968-04-21 | Permanently Out of Use | 1994-10-10 | 12000 | Diesel
9-600640 | ROBERT R. PERREIRA | P.O. BOX 26 | Honokaa | HI | 96727 | ROBERT R. PERREIRA | P.O. BOX 26 | Honokaa | HI | 96727 | R-1 | 1974-04-28 | Permanently Out of Use | 1970-12-01 | 500 | Gasoline
9-602761 | KATSUTOSHI MATSUMURA | P.O. BOX 267 | Kealakekua | HI | 96750 | KATSUTOSHI MATSUMURA | P.O. BOX 267 | Kealakekua | HI | 96750 | 2 |  | Permanently Out of Use | 1993-08-24 | 550 | Gasoline
9-602761 | KATSUTOSHI MATSUMURA | P.O. BOX 267 | Kealakekua | HI | 96750 | KATSUTOSHI MATSUMURA | P.O. BOX 267 | Kealakekua | HI | 96750 | 1 |  | Permanently Out of Use | 1993-08-24 | 1000 | Gasoline
9-700625 | O. THRONAS, INC. | P.O. BOX 269 IWIPOO ST | Lawai | HI | 96765 | O. THRONAS, INC. | IWIPOO RD. P.O. BOX 269 | Lawai | HI | 96765 | R-1 | 1976-05-12 | Permanently Out of Use | 1990-06-12 | 500 | Gasoline
9-700625 | O. THRONAS, INC. | P.O. BOX 269 IWIPOO ST | Lawai | HI | 96765 | O. THRONAS, INC. | IWIPOO RD. P.O. BOX 269 | Lawai | HI | 96765 | R-2 | 1976-05-12 | Permanently Out of Use | 1993-01-01 | 500 | Gasoline
9-700625 | O. THRONAS, INC. | P.O. BOX 269 IWIPOO ST | Lawai | HI | 96765 | O. THRONAS, INC. | IWIPOO RD. P.O. BOX 269 | Lawai | HI | 96765 | R-3 | 1976-05-12 | Permanently Out of Use | 1993-01-01 | 500 | Gasoline
9-300418 | T & T SALES & SERVICE | P.O. BOX 277 | Kaunakakai | HI | 96748 | T & T SALES & SERVICE | P.O. BOX 277 | Kaunakakai | HI | 96748 | P-3 | 1958-05-12 | Permanently Out of Use |  | 200 | Not Listed
9-300418 | T & T SALES & SERVICE | P.O. BOX 277 | Kaunakakai | HI | 96748 | T & T SALES & SERVICE | P.O. BOX 277 | Kaunakakai | HI | 96748 | R-01 | 1966-05-12 | Permanently Out of Use |  | 2000 | Gasoline
9-300418 | T & T SALES & SERVICE | P.O. BOX 277 | Kaunakakai | HI | 96748 | T & T SALES & SERVICE | P.O. BOX 277 | Kaunakakai | HI | 96748 | R-02 | 1966-05-12 | Permanently Out of Use |  | 2000 | Gasoline
9-600479 | NAKAMURA SALES & SERVICE, LTD. | P.O. BOX 290 | Keaau | HI | 96749 | NAKAMURA SALES & SERVICE, LTD. | P.O. BOX 290 | Keaau | HI | 96749 | R-002 | 1973-05-07 | Permanently Out of Use | 1993-07-26 | 2000 | Gasoline
9-600479 | NAKAMURA SALES & SERVICE, LTD. | P.O. BOX 290 | Keaau | HI | 96749 | NAKAMURA SALES & SERVICE, LTD. | P.O. BOX 290 | Keaau | HI | 96749 | R-1 | 1970-05-07 | Permanently Out of Use | 1993-07-26 | 2000 | Gasoline
9-600479 | NAKAMURA SALES & SERVICE, LTD. | P.O. BOX 290 | Keaau | HI | 96749 | NAKAMURA SALES & SERVICE, LTD. | P.O. BOX 290 | Keaau | HI | 96749 | R-2 | 1973-05-07 | Permanently Out of Use | 1993-07-26 | 2000 | Gasoline
9-600479 | NAKAMURA SALES & SERVICE, LTD. | P.O. BOX 290 | Keaau | HI | 96749 | NAKAMURA SALES & SERVICE, LTD. | P.O. BOX 290 | Keaau | HI | 96749 | R-3 | 1979-05-08 | Permanently Out of Use | 1993-08-06 | 3000 | Gasoline
9-100762 | COMMERCIAL SHELVING INC. (PMID005128) | P.O. BOX 29480 2835 UALENA ST | Honolulu | HI | 96820 | COMMERCIAL SHELVING INC. | P.O. BOX 29480 | Honolulu | HI | 96820 | R-1 | 1966-05-15 | Permanently Out of Use | 2001-12-01 | 1000 | Gasoline
9-601881 | K. NAITO | P.O. BOX 296 | Kapaau | HI | 96755 | K. NAITO | P. O. BOX 296 | Kapaau | HI | 96755 | R-2 |  | Permanently Out of Use | 1988-05-01 |  | Gasoline
9-601881 | K. NAITO | P.O. BOX 296 | Kapaau | HI | 96755 | K. NAITO | P. O. BOX 296 | Kapaau | HI | 96755 | R-3 |  | Permanently Out of Use | 1988-05-01 |  | Gasoline
9-601881 | K. NAITO | P.O. BOX 296 | Kapaau | HI | 96755 | K. NAITO | P. O. BOX 296 | Kapaau | HI | 96755 | R-4 |  | Permanently Out of Use | 1988-05-01 |  | Other
9-601881 | K. NAITO | P.O. BOX 296 | Kapaau | HI | 96755 | K. NAITO | P. O. BOX 296 | Kapaau | HI | 96755 | R-1 |  | Permanently Out of Use | 1988-05-01 |  | Gasoline
9-100999 | EWA JUNCTION FUEL STORAGE | P.O. BOX 300 | Pearl Harbor | HI | 96860 | US NAVY - COMNAVREG - HI | 850 Ticonderoga Street, suite 110 | Pearl Harbor | HI | 96860 | r-F-S26 | 1943-05-02 | Permanently Out of Use | 2005-11-01 | 584850 | Gasoline
9-100999 | EWA JUNCTION FUEL STORAGE | P.O. BOX 300 | Pearl Harbor | HI | 96860 | US NAVY - COMNAVREG - HI | 850 Ticonderoga Street, suite 110 | Pearl Harbor | HI | 96860 | r-F-S27 | 1943-05-02 | Permanently Out of Use | 2005-11-01 | 584850 | Other
9-100999 | EWA JUNCTION FUEL STORAGE | P.O. BOX 300 | Pearl Harbor | HI | 96860 | US NAVY - COMNAVREG - HI | 850 Ticonderoga Street, suite 110 | Pearl Harbor | HI | 96860 | r-3 | 1943-01-01 | Permanently out of Use | 2006-03-13 | 5000 | Gasoline
9-102280 | KUAHUA PENINSULA aka Diesel Purification Plant | P.O. BOX 300 TANK 1 - 8 | Pearl Harbor | HI | 96860 | U.S. DEPT OF THE NAVY |  | Pearl Harbor | HI | 96860 | F-DPP-2 | 1943-05-02 | Temporarily out of Use |  | 25000 | Diesel
9-102280 | KUAHUA PENINSULA aka Diesel Purification Plant | P.O. BOX 300 TANK 1 - 8 | Pearl Harbor | HI | 96860 | U.S. DEPT OF THE NAVY |  | Pearl Harbor | HI | 96860 | F-DPP-6 | 1943-05-02 | Temporarily out of Use |  | 100000 | Diesel
9-102280 | KUAHUA PENINSULA aka Diesel Purification Plant | P.O. BOX 300 TANK 1 - 8 | Pearl Harbor | HI | 96860 | U.S. DEPT OF THE NAVY |  | Pearl Harbor | HI | 96860 | F-DPP-4 | 1943-05-02 | Temporarily out of Use |  | 100000 | Diesel
9-102280 | KUAHUA PENINSULA aka Diesel Purification Plant | P.O. BOX 300 TANK 1 - 8 | Pearl Harbor | HI | 96860 | U.S. DEPT OF THE NAVY |  | Pearl Harbor | HI | 96860 | F-DPP-7 | 1943-05-02 | Temporarily out of Use |  | 100000 | Diesel
9-102280 | KUAHUA PENINSULA aka Diesel Purification Plant | P.O. BOX 300 TANK 1 - 8 | Pearl Harbor | HI | 96860 | U.S. DEPT OF THE NAVY |  | Pearl Harbor | HI | 96860 | F-dpp-5 | 1943-05-02 | Temporarily out of Use |  | 100000 | Diesel
9-102280 | KUAHUA PENINSULA aka Diesel Purification Plant | P.O. BOX 300 TANK 1 - 8 | Pearl Harbor | HI | 96860 | U.S. DEPT OF THE NAVY |  | Pearl Harbor | HI | 96860 | F-dpp-3 | 1943-05-02 | Temporarily out of Use |  | 25000 | Diesel
9-102280 | KUAHUA PENINSULA aka Diesel Purification Plant | P.O. BOX 300 TANK 1 - 8 | Pearl Harbor | HI | 96860 | U.S. DEPT OF THE NAVY |  | Pearl Harbor | HI | 96860 | F-DPP-1 | 1943-05-02 | Temporarily out of Use |  | 25000 | Diesel
9-102280 | KUAHUA PENINSULA aka Diesel Purification Plant | P.O. BOX 300 TANK 1 - 8 | Pearl Harbor | HI | 96860 | U.S. DEPT OF THE NAVY |  | Pearl Harbor | HI | 96860 | F-DPP-8 | 1943-05-02 | Temporarily out of Use |  | 100000 | Diesel
9-102279 | KUAHUA PENINSULA | P.O. BOX 300 BLDG S-921 TANK MLR-1, MLR-2 | Pearl Harbor | HI | 96860 | U.S. DEPT OF THE NAVY |  | Pearl Harbor | HI | 96860 | R-1 | 1949-05-01 | Permanently Out of Use | 1996-05-09 | 8000 | Gasoline
9-102279 | KUAHUA PENINSULA | P.O. BOX 300 BLDG S-921 TANK MLR-1, MLR-2 | Pearl Harbor | HI | 96860 | U.S. DEPT OF THE NAVY |  | Pearl Harbor | HI | 96860 | R-2 | 1949-05-01 | Permanently Out of Use | 1996-05-09 | 5000 | Gasoline
9-102292 | KUAHUA PENINSULA | P.O. BOX 300 / BLDG 1308, TANK H6-1 | Pearl Harbor | HI | 96860 | U.S. DEPT OF THE NAVY |  | Pearl Harbor | HI | 96860 | r-6-1H | 1944-05-01 | Permanently out of Use | 1997-05-01 | 5000 | Other
9-102293 | KUAHUA PENINSULA | P.O. BOX 300 / BLDG 1309, TANK 6-2H | Pearl Harbor | HI | 96860 | U.S. DEPT OF THE NAVY |  | Pearl Harbor | HI | 96860 | r-6-2H | 1944-05-01 | Permanently out of Use | 1997-05-01 | 5000 | Other
9-102276 | KUAHUA PENINSULA | P.O. BOX 300 / BLDG 444, TANK 10 | Pearl Harbor | HI | 96860 | U.S. DEPT OF THE NAVY |  | Pearl Harbor | HI | 96860 | R-10 | 1941-05-01 | Permanently Out of Use | 1996-05-10 | 750 | Used Oil
9-102277 | KUAHUA PENINSULA | P.O. BOX 300 / BLDG 449, TANK 11 | Pearl Harbor | HI | 96860 | U.S. DEPT OF THE NAVY |  | Pearl Harbor | HI | 96860 | R-11 | 1942-05-01 | Permanently Out of Use | 1996-07-22 | 1000 | Used Oil
9-102278 | KUAHUA PENINSULA | P.O. BOX 300 / BLDG 488, TANK 12, 13 | Pearl Harbor | HI | 96860 | U.S. DEPT OF THE NAVY |  | Pearl Harbor | HI | 96860 | R-12 | 1944-05-01 | Permanently Out of Use | 1996-05-22 | 1500 | Other
9-102278 | KUAHUA PENINSULA | P.O. BOX 300 / BLDG 488, TANK 12, 13 | Pearl Harbor | HI | 96860 | U.S. DEPT OF THE NAVY |  | Pearl Harbor | HI | 96860 | R-M-13 | 1985-05-01 | Permanently Out of Use | 1997-05-22 | 1500 | Diesel
9-100168 | ALOHA AIRLINES INC (PMID 004103B) | P.O. BOX 30028 | Honolulu | HI | 96820 | ALOHA AIRLINES, INC. | P.O. BOX 30028 | Honolulu | HI | 96820 | R-001 | 1961-02-10 | Permanently Out of Use | 1989-07-26 | 4000 | Gasoline
9-100168 | ALOHA AIRLINES INC (PMID 004103B) | P.O. BOX 30028 | Honolulu | HI | 96820 | ALOHA AIRLINES, INC. | P.O. BOX 30028 | Honolulu | HI | 96820 | R-003 | 1961-02-10 | Permanently Out of Use | 1989-08-17 | 2000 | Not Listed
9-100168 | ALOHA AIRLINES INC (PMID 004103B) | P.O. BOX 30028 | Honolulu | HI | 96820 | ALOHA AIRLINES, INC. | P.O. BOX 30028 | Honolulu | HI | 96820 | R-002 | 1961-02-10 | Permanently Out of Use | 1989-08-17 | 2000 | Gasoline
9-701523 | SANDIA NATIONAL LABORATORIES - KAUAI TEST FACILITY | P.O. BOX 308 KAUMUALII HWY 50, 32 MILES WEST | Waimea | HI | 96796 | U.S. DEPARTMENT OF ENERGY | P.O. BOX 5400 | Waimea | HI | 96796 | R-666A | 1971-04-29 | Permanently Out of Use | 1989-12-05 | 2000 | Gasoline
9-701523 | SANDIA NATIONAL LABORATORIES - KAUAI TEST FACILITY | P.O. BOX 308 KAUMUALII HWY 50, 32 MILES WEST | Waimea | HI | 96796 | U.S. DEPARTMENT OF ENERGY | P.O. BOX 5400 | Waimea | HI | 96796 | R-666B | 1971-04-29 | Permanently Out of Use | 1989-12-05 | 1500 | Gasoline
9-701523 | SANDIA NATIONAL LABORATORIES - KAUAI TEST FACILITY | P.O. BOX 308 KAUMUALII HWY 50, 32 MILES WEST | Waimea | HI | 96796 | U.S. DEPARTMENT OF ENERGY | P.O. BOX 5400 | Waimea | HI | 96796 | 666C | 1991-04-30 | Currently in Use |  | 2500 | Gasoline
9-701795 | ELEELE SERVICE CENTER | P.O. BOX 3109 | Lihue | HI | 96766 | KAUAI AUTOMATED FUELS NETWORK | P.O. BOX 86 | Lihue | HI | 96766 | 001 | 1947-12-31 | Permanently Out of Use |  | 2000 | Gasoline
9-701795 | ELEELE SERVICE CENTER | P.O. BOX 3109 | Lihue | HI | 96766 | KAUAI AUTOMATED FUELS NETWORK | P.O. BOX 86 | Lihue | HI | 96766 | 002 | 1947-12-31 | Permanently Out of Use |  | 1000 | Gasoline
9-701795 | ELEELE SERVICE CENTER | P.O. BOX 3109 | Lihue | HI | 96766 | KAUAI AUTOMATED FUELS NETWORK | P.O. BOX 86 | Lihue | HI | 96766 | 003 | 1954-12-31 | Permanently Out of Use |  | 2000 | Gasoline
9-301915 | MOLOKAI RECEIVER STATION | P.O. BOX 312 / END OF PUULCAPELE AVE | Hoolehua | HI | 96729 | U.S. AIR FORCE |  | Hoolehua | HI | 96729 | R-1 | 1964-12-27 | Permanently Out of Use | 1989-12-28 | 3000 | Diesel
9-301592 | FAA - MOLOKAI VORTAC | P.O. BOX 318 | Hoolehua | HI | 96729 | FEDERAL AVIATION ADMINISTRATION | WESTERN PACIFIC REGION 6700 KALANIANAOLE HWY, SUITE 111 | Hoolehua | HI | 96729 | R-1 | 1958-04-07 | Permanently Out of Use | 1992-06-04 | 525 | Gasoline
9-602615 | HUALALAI GARAGE | P.O. BOX 346 / 77-6069 MAMALAHOA HWY | Holualoa | HI | 96725 | HUALALAI GARAGE | P.O. BOX 346 | Holualoa | HI | 96725 | R-2 | 1971-12-30 | Permanently Out of Use | 1993-11-12 | 550 | Gasoline
9-602615 | HUALALAI GARAGE | P.O. BOX 346 / 77-6069 MAMALAHOA HWY | Holualoa | HI | 96725 | HUALALAI GARAGE | P.O. BOX 346 | Holualoa | HI | 96725 | R-1 |  | Permanently Out of Use | 1993-11-12 | 550 | Gasoline
9-602753 | KAHALA GAS OCEANVIEW | P.O. BOX 377385 (CORNER OF MAMALAHOA HWY & PRINCE KUHIO) | Oceanview | HI | 96737 | OCEANVIEW TEXACO | P.O. BOX 377385 92-1329 Prince Kuhio Blvd | Oceanview | HI | 96737 | 89 | 1983-10-30 | Currently in Use |  | 4000 | Gasoline
9-602753 | KAHALA GAS OCEANVIEW | P.O. BOX 377385 (CORNER OF MAMALAHOA HWY & PRINCE KUHIO) | Oceanview | HI | 96737 | OCEANVIEW TEXACO | P.O. BOX 377385 92-1329 Prince Kuhio Blvd | Oceanview | HI | 96737 | 87-1 | 1983-10-30 | Currently in Use |  | 6000 | Gasohol
9-602753 | KAHALA GAS OCEANVIEW | P.O. BOX 377385 (CORNER OF MAMALAHOA HWY & PRINCE KUHIO) | Oceanview | HI | 96737 | OCEANVIEW TEXACO | P.O. BOX 377385 92-1329 Prince Kuhio Blvd | Oceanview | HI | 96737 | 87-2 | 1983-10-30 | Currently in Use |  | 6000 | Gasohol
9-602707 | PAUL'S AUTO REPAIR | P.O. BOX 384 | Pahoa | HI | 96778 | PAUL'S AUTO REPAIR | P.O. BOX 384 | Pahoa | HI | 96778 | 87 | 1992-10-01 | Currently in Use |  | 8000 | Gasoline
9-602707 | PAUL'S AUTO REPAIR | P.O. BOX 384 | Pahoa | HI | 96778 | PAUL'S AUTO REPAIR | P.O. BOX 384 | Pahoa | HI | 96778 | R-1 | 1980-01-01 | Permanently Out of Use | 1992-10-25 | 5000 | Gasoline
9-602707 | PAUL'S AUTO REPAIR | P.O. BOX 384 | Pahoa | HI | 96778 | PAUL'S AUTO REPAIR | P.O. BOX 384 | Pahoa | HI | 96778 | R-4 | 1982-01-01 | Permanently Out of Use | 1992-10-25 | 4000 | Gasoline
9-602707 | PAUL'S AUTO REPAIR | P.O. BOX 384 | Pahoa | HI | 96778 | PAUL'S AUTO REPAIR | P.O. BOX 384 | Pahoa | HI | 96778 | R-5 |  | Permanently Out of Use | 1992-10-25 | 550 | Diesel
9-602707 | PAUL'S AUTO REPAIR | P.O. BOX 384 | Pahoa | HI | 96778 | PAUL'S AUTO REPAIR | P.O. BOX 384 | Pahoa | HI | 96778 | R-2 |  | Permanently Out of Use | 1992-10-25 | 3000 | Gasoline
9-602707 | PAUL'S AUTO REPAIR | P.O. BOX 384 | Pahoa | HI | 96778 | PAUL'S AUTO REPAIR | P.O. BOX 384 | Pahoa | HI | 96778 | DIESEL | 1992-10-01 | Currently in Use |  | 2000 | Gasoline
9-602707 | PAUL'S AUTO REPAIR | P.O. BOX 384 | Pahoa | HI | 96778 | PAUL'S AUTO REPAIR | P.O. BOX 384 | Pahoa | HI | 96778 | R-3 |  | Permanently Out of Use | 1992-10-25 | 1000 | Diesel
9-602707 | PAUL'S AUTO REPAIR | P.O. BOX 384 | Pahoa | HI | 96778 | PAUL'S AUTO REPAIR | P.O. BOX 384 | Pahoa | HI | 96778 | 92 | 1992-10-01 | Currently in Use |  | 5000 | Gasoline
9-602707 | PAUL'S AUTO REPAIR | P.O. BOX 384 | Pahoa | HI | 96778 | PAUL'S AUTO REPAIR | P.O. BOX 384 | Pahoa | HI | 96778 | 92a | 1992-10-01 | Currently in Use |  | 5000 | Gasoline
9-600484 | Minit Stop Laupahoehoe | P.O. BOX 399 Belt Highway | Laupahoehoe | HI | 96764 | WEST HAWAII PETROLEUM INC. | 16 RAILROAD AVE, SUITE 202 | Laupahoehoe | HI | 96764 | 1A | 1992-01-01 | Currently In Use |  | 6000 | Gasoline
9-600484 | Minit Stop Laupahoehoe | P.O. BOX 399 Belt Highway | Laupahoehoe | HI | 96764 | WEST HAWAII PETROLEUM INC. | 16 RAILROAD AVE, SUITE 202 | Laupahoehoe | HI | 96764 | 1B | 1992-01-01 | Currently In Use |  | 6000 | Gasoline
9-600484 | Minit Stop Laupahoehoe | P.O. BOX 399 Belt Highway | Laupahoehoe | HI | 96764 | WEST HAWAII PETROLEUM INC. | 16 RAILROAD AVE, SUITE 202 | Laupahoehoe | HI | 96764 | R-2 | 1963-05-02 | Permanently Out of Use | 1988-10-30 | 2000 | Gasoline
9-600484 | Minit Stop Laupahoehoe | P.O. BOX 399 Belt Highway | Laupahoehoe | HI | 96764 | WEST HAWAII PETROLEUM INC. | 16 RAILROAD AVE, SUITE 202 | Laupahoehoe | HI | 96764 | R-1 | 1963-05-02 | Permanently Out of Use | 1988-10-30 | 2000 | Gasoline
9-600719 | MAUNA LANI BAY HOTEL | P.O. BOX 4000 (QUEEN KAAHUMANU) 68-1400 MAUNA LANI DR | Waikoloa | HI | 96738 | MAUNA LANI BAY HOTEL | P.O. BOX 4000 68-1400 MAUNA LANI DRIVE | Waikoloa | HI | 96738 | R-3 | 1982-04-30 | Permanently Out of Use | 1998-08-03 | 1000 | Gasoline
9-603003 | PIONEER LUMBER & TREATING OF KAW | P.O. BOX 4346 / KAWAIHAE | Kawaihae | HI | 96743 | PIONEER LUMBER & TREATING OF KAWAIHAE INC | P.O. BOX 4346 | Kawaihae | HI | 96743 | R-1 | 1982-12-30 | Permanently Out of Use |  | 7000 | Gasoline
9-603003 | PIONEER LUMBER & TREATING OF KAW | P.O. BOX 4346 / KAWAIHAE | Kawaihae | HI | 96743 | PIONEER LUMBER & TREATING OF KAWAIHAE INC | P.O. BOX 4346 | Kawaihae | HI | 96743 | R-3 | 1984-12-30 | Permanently Out of Use |  | 4000 | Other
9-603003 | PIONEER LUMBER & TREATING OF KAW | P.O. BOX 4346 / KAWAIHAE | Kawaihae | HI | 96743 | PIONEER LUMBER & TREATING OF KAWAIHAE INC | P.O. BOX 4346 | Kawaihae | HI | 96743 | R-5 | 1984-12-30 | Permanently Out of Use |  | 2500 | Other
9-603003 | PIONEER LUMBER & TREATING OF KAW | P.O. BOX 4346 / KAWAIHAE | Kawaihae | HI | 96743 | PIONEER LUMBER & TREATING OF KAWAIHAE INC | P.O. BOX 4346 | Kawaihae | HI | 96743 | R-4 | 1984-12-30 | Permanently Out of Use |  | 5000 | Other
9-603003 | PIONEER LUMBER & TREATING OF KAW | P.O. BOX 4346 / KAWAIHAE | Kawaihae | HI | 96743 | PIONEER LUMBER & TREATING OF KAWAIHAE INC | P.O. BOX 4346 | Kawaihae | HI | 96743 | R-2 | 1982-12-30 | Permanently Out of Use |  | 7000 | Diesel
9-603578 | MINIT STOP KAWAIHAE | P.O. BOX 44549 61-3657 AKONI PULE HWY | Kamuela | HI | 96743 | WEST HAWAII PETROLEUM INC. | 16 RAILROAD AVE, SUITE 202 | Kamuela | HI | 96743 | 2A | 1997-12-01 | Currently In Use |  | 6000 | Gasoline
9-603578 | MINIT STOP KAWAIHAE | P.O. BOX 44549 61-3657 AKONI PULE HWY | Kamuela | HI | 96743 | WEST HAWAII PETROLEUM INC. | 16 RAILROAD AVE, SUITE 202 | Kamuela | HI | 96743 | 1 | 1997-12-01 | Currently In Use |  | 10000 | Gasoline
9-603578 | MINIT STOP KAWAIHAE | P.O. BOX 44549 61-3657 AKONI PULE HWY | Kamuela | HI | 96743 | WEST HAWAII PETROLEUM INC. | 16 RAILROAD AVE, SUITE 202 | Kamuela | HI | 96743 | 2B | 1997-12-01 | Currently In Use |  | 4000 | Diesel
9-600659 | PARKER RANCH GARAGE | P.O. BOX 458 | Kamuela | HI | 96743 | PARKER RANCH | P.O. BOX 458 | Kamuela | HI | 96743 | R-GAS-1 | 1967-05-15 | Permanently Out of Use | 1996-07-26 | 10000 | Gasoline
9-600659 | PARKER RANCH GARAGE | P.O. BOX 458 | Kamuela | HI | 96743 | PARKER RANCH | P.O. BOX 458 | Kamuela | HI | 96743 | R-SUP.S/L | 1967-01-01 | Permanently Out of Use | 1996-07-26 | 2000 | Gasoline
9-600659 | PARKER RANCH GARAGE | P.O. BOX 458 | Kamuela | HI | 96743 | PARKER RANCH | P.O. BOX 458 | Kamuela | HI | 96743 | R-DSL | 1967-05-15 | Permanently Out of Use | 1996-07-26 | 10000 | Diesel
9-600648 | HONOKAA GARAGE | P.O. BOX 465 | Honokaa | HI | 96727 | HONOKAA GARAGE | P.O. BOX 465 | Honokaa | HI | 96727 | r-2 | 1966-05-20 | Permanently out of Use | 1992-05-20 | 500 | Gasoline
9-600648 | HONOKAA GARAGE | P.O. BOX 465 | Honokaa | HI | 96727 | HONOKAA GARAGE | P.O. BOX 465 | Honokaa | HI | 96727 | r-1 | 1956-05-20 | Permanently out of Use | 1992-05-20 | 500 | Gasoline
9-600478 | MUNE'S REPAIR & SERVICE | P.O. BOX 478 | Captain Cook | HI | 96704 | MILDRED NOUYE | P.O. BOX 478 | Captain Cook | HI | 96704 | R-003 | 1966-10-31 | Permanently Out of Use | 1994-03-01 | 550 | Diesel
9-600478 | MUNE'S REPAIR & SERVICE | P.O. BOX 478 | Captain Cook | HI | 96704 | MILDRED NOUYE | P.O. BOX 478 | Captain Cook | HI | 96704 | R-002 | 1976-05-01 | Permanently Out of Use | 1994-03-01 | 1000 | Gasoline
9-600478 | MUNE'S REPAIR & SERVICE | P.O. BOX 478 | Captain Cook | HI | 96704 | MILDRED NOUYE | P.O. BOX 478 | Captain Cook | HI | 96704 | R-001 | 1976-05-01 | Permanently Out of Use | 1994-03-01 | 1000 | Gasoline
9-200745 | PRESTRESSED CONCRETE | P.O. BOX 486-HALAWA QUARRY RD | Aiea | HI | 96701 | PRESTRESSED CONCRETE | P.O. BOX 486 / HALAWA QUARRY RD | Aiea | HI | 96701 | r-1 | 1969-05-07 | Permanently out of Use |  | 8000 | Other
9-601402 | FAA - ITO VORTAC | P.O. BOX 4909 | Hilo | HI | 96720 | FEDERAL AVIATION ADMINISTRATION | WESTERN PACIFIC REGION 6700 KALANIANAOLE HWY, SUITE 111 | Hilo | HI | 96720 | 1 | 1960-05-07 | Permanently Out of Use | 1992-04-13 | 250 | Gasoline
9-601821 | US DOI HAWAII VOLCANOES NATIONAL PARK | P.O. BOX 52 | Hawaii Volcanoes National Park | HI | 96718 | U.S. DEPT. OF INTERIOR - NPS | P.O. BOX 52 | Hawaii Volcanoes National Park | HI | 96718 | R-HAVO-7 | 1959-12-31 | Permanently Out of Use | 1987-12-30 | 1000 | Used Oil
9-601821 | US DOI HAWAII VOLCANOES NATIONAL PARK | P.O. BOX 52 | Hawaii Volcanoes National Park | HI | 96718 | U.S. DEPT. OF INTERIOR - NPS | P.O. BOX 52 | Hawaii Volcanoes National Park | HI | 96718 | R-HAVO10 | 1986-12-31 | Permanently Out of Use | 1998-05-13 | 1000 | Diesel
9-601821 | US DOI HAWAII VOLCANOES NATIONAL PARK | P.O. BOX 52 | Hawaii Volcanoes National Park | HI | 96718 | U.S. DEPT. OF INTERIOR - NPS | P.O. BOX 52 | Hawaii Volcanoes National Park | HI | 96718 | R-HAVO6 | 1959-12-31 | Permanently Out of Use | 1990-04-01 | 2000 | Diesel
9-601821 | US DOI HAWAII VOLCANOES NATIONAL PARK | P.O. BOX 52 | Hawaii Volcanoes National Park | HI | 96718 | U.S. DEPT. OF INTERIOR - NPS | P.O. BOX 52 | Hawaii Volcanoes National Park | HI | 96718 | R-HAVO5 | 1951-12-31 | Permanently Out of Use | 1990-04-01 | 600 | Diesel
9-601821 | US DOI HAWAII VOLCANOES NATIONAL PARK | P.O. BOX 52 | Hawaii Volcanoes National Park | HI | 96718 | U.S. DEPT. OF INTERIOR - NPS | P.O. BOX 52 | Hawaii Volcanoes National Park | HI | 96718 | R-HAVO4 | 1951-12-31 | Permanently Out of Use | 1990-04-01 | 550 | Gasoline
9-601821 | US DOI HAWAII VOLCANOES NATIONAL PARK | P.O. BOX 52 | Hawaii Volcanoes National Park | HI | 96718 | U.S. DEPT. OF INTERIOR - NPS | P.O. BOX 52 | Hawaii Volcanoes National Park | HI | 96718 | R-HAVO2 | 1951-12-31 | Permanently Out of Use | 1990-04-01 | 550 | Diesel
9-601821 | US DOI HAWAII VOLCANOES NATIONAL PARK | P.O. BOX 52 | Hawaii Volcanoes National Park | HI | 96718 | U.S. DEPT. OF INTERIOR - NPS | P.O. BOX 52 | Hawaii Volcanoes National Park | HI | 96718 | R-HAVO1 | 1951-12-31 | Permanently Out of Use | 1990-04-01 | 550 | Diesel
9-601821 | US DOI HAWAII VOLCANOES NATIONAL PARK | P.O. BOX 52 | Hawaii Volcanoes National Park | HI | 96718 | U.S. DEPT. OF INTERIOR - NPS | P.O. BOX 52 | Hawaii Volcanoes National Park | HI | 96718 | R-HAVO3 | 1951-12-31 | Permanently Out of Use | 1988-01-01 | 550 | Diesel
9-601823 | VOLCANO HOUSE | P.O. BOX 53 | Hawaii Volcanoes National Park | HI | 96718 | KEN DIRECTION CORP. | (DBA VOLCANO HOUSE) / P.O. BOX 53 | Hawaii Volcanoes National Park | HI | 96718 | R-12HAVO | 1946-04-04 | Permanently Out of Use | 1977-10-30 | 1000 | Diesel
9-702170 | KOKEE TRACKING STATION (NASA) | P.O. BOX 538 | Waimea | HI | 96796 | STATE DLNR |  | Waimea | HI | 96796 | r-2 |  | Permanently out of Use | 2000-05-12 | 2000 | Not Listed
9-702170 | KOKEE TRACKING STATION (NASA) | P.O. BOX 538 | Waimea | HI | 96796 | STATE DLNR |  | Waimea | HI | 96796 | R-1 |  | Permanently Out of Use | 1989-11-30 | 1000 | Used Oil
9-702170 | KOKEE TRACKING STATION (NASA) | P.O. BOX 538 | Waimea | HI | 96796 | STATE DLNR |  | Waimea | HI | 96796 | r-3 |  | Permanently out of Use | 2000-05-12 | 2000 | Not Listed
9-702406 | DEKALB PFIZER GENETICS | P.O. BOX 609 / KO RD | Hanapepe | HI | 96716 | DEKALB PFIZER GENETICS |  | Hanapepe | HI | 96716 | R-1 | 1983-08-31 | Permanently Out of Use |  | 560 | Diesel
9-702406 | DEKALB PFIZER GENETICS | P.O. BOX 609 / KO RD | Hanapepe | HI | 96716 | DEKALB PFIZER GENETICS |  | Hanapepe | HI | 96716 | R-2 | 1983-08-31 | Permanently Out of Use |  | 500 | Gasoline
9-101092 | KAPIOLANI COMMUNITY COLLEGE | P.O. BOX 621 | Honolulu | HI | 96809 | STATE DOD - ARMY NATIONAL GUARD | 3949 DIAMOND HEAD ROAD | Honolulu | HI | 96809 | R-1 |  | Permanently Out of Use | 1979-12-30 |  | Other
9-601651 | HONOKAA HEALTH CENTER | P.O. BOX 645 MAMANE ST | Honokaa | HI | 96727 | STATE DOH |  | Honokaa | HI | 96727 | R-1 | 1940-05-21 | Permanently Out of Use | 1997-10-14 | 550 | Gasoline
9-402613 | FAA - LANAI | P.O. BOX 722 | Lanai City | HI | 96763 | FEDERAL AVIATION ADMINISTRATION | WESTERN PACIFIC REGION 6700 KALANIANAOLE HWY, SUITE 111 | Lanai City | HI | 96763 | R-1 | 1958-05-07 | Permanently Out of Use | 1992-06-10 | 525 | Gasoline
9-601011 | SHELL SERVICE STATION | P.O. Box 728 65-1192 MAMALAHOA HIGHWAY | Kamuela | HI | 96743 | EQUILON ENTERPRISES, LLC DBA SHELL OIL PRODUCTS US | 2555 13TH AVE, SW | Kamuela | HI | 96743 | r-92-2 | 1985-04-18 | Permanently out of Use | 2014-11-03 | 10000 | Gasoline
9-601011 | SHELL SERVICE STATION | P.O. Box 728 65-1192 MAMALAHOA HIGHWAY | Kamuela | HI | 96743 | EQUILON ENTERPRISES, LLC DBA SHELL OIL PRODUCTS US | 2555 13TH AVE, SW | Kamuela | HI | 96743 | r-87-3 | 1985-04-18 | Permanently out of Use | 2014-11-03 | 10000 | Gasoline
9-601011 | SHELL SERVICE STATION | P.O. Box 728 65-1192 MAMALAHOA HIGHWAY | Kamuela | HI | 96743 | EQUILON ENTERPRISES, LLC DBA SHELL OIL PRODUCTS US | 2555 13TH AVE, SW | Kamuela | HI | 96743 | r-4 | 1985-04-18 | Permanently Out of Use | 2006-06-06 | 550 | Used Oil
9-601011 | SHELL SERVICE STATION | P.O. Box 728 65-1192 MAMALAHOA HIGHWAY | Kamuela | HI | 96743 | EQUILON ENTERPRISES, LLC DBA SHELL OIL PRODUCTS US | 2555 13TH AVE, SW | Kamuela | HI | 96743 | r-92 | 1985-04-18 | Permanently out of Use | 2014-11-03 | 10000 | Gasoline
9-601011 | SHELL SERVICE STATION | P.O. Box 728 65-1192 MAMALAHOA HIGHWAY | Kamuela | HI | 96743 | Kamuela Shell | 65-1192 Mamalahoa Hwy | Kamuela | HI | 96743 | r-4 | 1985-04-18 | Permanently Out of Use | 2006-06-06 | 550 | Used Oil
9-601011 | SHELL SERVICE STATION | P.O. Box 728 65-1192 MAMALAHOA HIGHWAY | Kamuela | HI | 96743 | Kamuela Shell | 65-1192 Mamalahoa Hwy | Kamuela | HI | 96743 | r-92-2 | 1985-04-18 | Permanently out of Use | 2014-11-03 | 10000 | Gasoline
9-601011 | SHELL SERVICE STATION | P.O. Box 728 65-1192 MAMALAHOA HIGHWAY | Kamuela | HI | 96743 | Kamuela Shell | 65-1192 Mamalahoa Hwy | Kamuela | HI | 96743 | r-92 | 1985-04-18 | Permanently out of Use | 2014-11-03 | 10000 | Gasoline
9-601011 | SHELL SERVICE STATION | P.O. Box 728 65-1192 MAMALAHOA HIGHWAY | Kamuela | HI | 96743 | Kamuela Shell | 65-1192 Mamalahoa Hwy | Kamuela | HI | 96743 | r-92-2 | 1985-04-18 | Permanently out of Use | 2014-11-03 | 10000 | Gasoline
9-601011 | SHELL SERVICE STATION | P.O. Box 728 65-1192 MAMALAHOA HIGHWAY | Kamuela | HI | 96743 | Kamuela Shell | 65-1192 Mamalahoa Hwy | Kamuela | HI | 96743 | r-4 | 1985-04-18 | Permanently Out of Use | 2006-06-06 | 550 | Used Oil
9-601011 | SHELL SERVICE STATION | P.O. Box 728 65-1192 MAMALAHOA HIGHWAY | Kamuela | HI | 96743 | Kamuela Shell | 65-1192 Mamalahoa Hwy | Kamuela | HI | 96743 | r-92 | 1985-04-18 | Permanently out of Use | 2014-11-03 | 10000 | Gasoline
9-601011 | SHELL SERVICE STATION | P.O. Box 728 65-1192 MAMALAHOA HIGHWAY | Kamuela | HI | 96743 | Kamuela Shell | 65-1192 Mamalahoa Hwy | Kamuela | HI | 96743 | r-87-3 | 1985-04-18 | Permanently out of Use | 2014-11-03 | 10000 | Gasoline
9-601011 | SHELL SERVICE STATION | P.O. Box 728 65-1192 MAMALAHOA HIGHWAY | Kamuela | HI | 96743 | Kamuela Shell | 65-1192 Mamalahoa Hwy | Kamuela | HI | 96743 | r-87-3 | 1985-04-18 | Permanently out of Use | 2014-11-03 | 10000 | Gasoline
9-601736 | K W SERVICE | P.O. BOX 8 | Kamuela | HI | 96743 | K W SERVICE | P.O. BOX 8 | Kamuela | HI | 96743 | R-4 |  | Permanently Out of Use | 1992-12-01 | 3000 | Gasoline
9-601736 | K W SERVICE | P.O. BOX 8 | Kamuela | HI | 96743 | K W SERVICE | P.O. BOX 8 | Kamuela | HI | 96743 | R-1 |  | Permanently Out of Use | 1992-12-01 | 1000 | Gasoline
9-601736 | K W SERVICE | P.O. BOX 8 | Kamuela | HI | 96743 | K W SERVICE | P.O. BOX 8 | Kamuela | HI | 96743 | R-2 |  | Permanently Out of Use | 1992-12-01 | 1000 | Diesel
9-601736 | K W SERVICE | P.O. BOX 8 | Kamuela | HI | 96743 | K W SERVICE | P.O. BOX 8 | Kamuela | HI | 96743 | R-3 |  | Permanently Out of Use | 1992-12-01 | 3000 | Gasoline
9-601841 | MOTOR VEHICLE STORAGE BUILDING - OMS 5 | P.O. BOX 807 KAMALAHOA HWY | Honokaa | HI | 96727 | STATE DOD - ARMY NATIONAL GUARD | 3949 DIAMOND HEAD ROAD | Honokaa | HI | 96727 | R-1 | 1937-12-31 | Permanently Out of Use | 1990-10-29 | 600 | Diesel
9-300974 | MOLOKAI TRAINING FACILITY | P.O. BOX 83 | Hoolehua | HI | 96729 | U.S. MARINE CORPS BASE HAWAII | Facilities Department Box 63002 | Hoolehua | HI | 96729 | 112-B | 1944-05-02 | Permanently Out of Use |  | 25000 | Other
9-300974 | MOLOKAI TRAINING FACILITY | P.O. BOX 83 | Hoolehua | HI | 96729 | U.S. MARINE CORPS BASE HAWAII | Facilities Department Box 63002 | Hoolehua | HI | 96729 | 112-D | 1944-05-02 | Permanently Out of Use |  | 25000 | Other
9-300974 | MOLOKAI TRAINING FACILITY | P.O. BOX 83 | Hoolehua | HI | 96729 | U.S. MARINE CORPS BASE HAWAII | Facilities Department Box 63002 | Hoolehua | HI | 96729 | 112-C | 1944-05-02 | Permanently Out of Use |  | 25000 | Other
9-300974 | MOLOKAI TRAINING FACILITY | P.O. BOX 83 | Hoolehua | HI | 96729 | U.S. MARINE CORPS BASE HAWAII | Facilities Department Box 63002 | Hoolehua | HI | 96729 | 112-A | 1944-05-02 | Permanently Out of Use |  | 25000 | Other
9-300974 | MOLOKAI TRAINING FACILITY | P.O. BOX 83 | Hoolehua | HI | 96729 | U.S. MARINE CORPS BASE HAWAII | Facilities Department Box 63002 | Hoolehua | HI | 96729 | 111 | 1944-05-02 | Permanently Out of Use |  | 1000 | Other
9-302901 | DUVAUCHELLE REALTY | P.O. BOX 98 | Kaunakakai | HI | 96748 | DUVAUCHELLE'S, INC. | P.O. BOX 98 | Kaunakakai | HI | 96748 | R-1 |  | Permanently Out of Use |  |  | Not Listed
9-501342 | HO'O HUI ANA SPS | PAKELE ST / L WAIEHU BEACH RD | Kahului | HI | 96732 | COUNTY OF MAUI - PUBLIC WORKS & WASTE MANAGEMENT | 200 S HIGH ST | Kahului | HI | 96732 | R-M-1 | 1979-05-06 | Permanently Out of Use | 1998-08-18 | 150 | Diesel
9-101056 | PALEHUA OBSERVATORY | PALEHUA RD / BLDG 210 | Makakilo | HI | 96707 | U.S. AIR FORCE |  | Makakilo | HI | 96707 | R-210 | 1956-05-07 | Permanently Out of Use | 1997-12-15 | 6000 | Diesel
9-102505 | KMCAS - FACILITIES DEPT | PARADE GROUNDS / SECTION 802 HOUSING PROJECT/BLDG 242 | Kaneohe Marine Corps Base | HI | 96863 | U.S. MARINE CORPS AIR STATION | BLDG 242 | Kaneohe Marine Corps Base | HI | 96863 | R-1 |  | Permanently Out of Use | 1992-01-29 | 600 | Diesel
9-202903 | SUNSET EARTH STATION | PAUMALU | Haleiwa | HI | 96712 | GTE SPACENET CORP | KAM HWY, SUNSET BEACH | Haleiwa | HI | 96712 | R-1 | 1975-01-01 | Permanently Out of Use | 1995-11-16 | 4000 | Diesel
9-600712 | HT&T COMPANY, INC. | PIER 1, HILO HARBOR | Hilo | HI | 96720 | H T & T COMPANY, INC. |  | Hilo | HI | 96720 | R-1 | 1985-03-12 | Permanently Out of Use | 1994-08-16 | 1100 | Gasoline
9-500667 | YOUNG BROTHERS LTD | PIER 2 | Kahului | HI | 96732 | YOUNG BROTHERS, LTD. | P.O. BOX 3288 | Kahului | HI | 96732 | R-01 | 1951-03-31 | Permanently Out of Use | 1989-09-30 | 1000 | Gasoline
9-103797 | PIER 2 | PIER 2 | Honolulu | HI | 96818 | STATE DOT - HARBORS DIVISION |  | Honolulu | HI | 96818 | R-1 |  | Permanently Out of Use | 2005-05-19 | 500 | Diesel
9-101155 | YOUNG BROTHERS LTD | PIER 24 | Honolulu | HI | 96817 | YOUNG BROTHERS, LTD. | P.O. BOX 3288 | Honolulu | HI | 96817 | R-A-1-4 | 1956-04-29 | Permanently Out of Use |  | 285 | Used Oil
9-101155 | YOUNG BROTHERS LTD | PIER 24 | Honolulu | HI | 96817 | YOUNG BROTHERS, LTD. | P.O. BOX 3288 | Honolulu | HI | 96817 | R-A-2-5 | 1968-04-29 | Permanently Out of Use |  | 1000 | Gasoline
9-101155 | YOUNG BROTHERS LTD | PIER 24 | Honolulu | HI | 96817 | YOUNG BROTHERS, LTD. | P.O. BOX 3288 | Honolulu | HI | 96817 | R-A-3-5 | 1968-04-29 | Permanently Out of Use |  | 1000 | Gasoline
9-103861 | Hawaiian Cement | Pier 34 | Honolulu | HI | 96814 | HAWAIIAN CEMENT | 91055 Kaomi Loop | Honolulu | HI | 96814 | r-1 |  | Permanently out of Use | 2008-05-13 | 500 | Gasoline
9-103904 | Hawaii Stevedores | Pier 35 | Honolulu | HI | 96817 | Horizon Lines, Inc | 1601 Sand Island Parkway | Honolulu | HI | 96817 | r-1b | 1994-01-12 | Permanently out of Use | 2013-03-20 | 2000 | Gasoline
9-103904 | Hawaii Stevedores | Pier 35 | Honolulu | HI | 96817 | Horizon Lines, Inc | 1601 Sand Island Parkway | Honolulu | HI | 96817 | r-1a | 1994-01-12 | Permanently out of Use | 2013-03-20 | 6000 | Diesel
9-100890 | HAWAII TRANSFER CO Ltd | PIER 36 | Honolulu | HI | 96817 | HAWAII TRANSFER CO., LTD. | PIER 36 | Honolulu | HI | 96817 | R-02 | 1972-05-08 | Permanently Out of Use | 1989-10-21 | 2000 | Diesel
9-100890 | HAWAII TRANSFER CO Ltd | PIER 36 | Honolulu | HI | 96817 | HAWAII TRANSFER CO., LTD. | PIER 36 | Honolulu | HI | 96817 | R-01 | 1972-05-08 | Permanently Out of Use | 1989-10-21 | 1000 | Diesel
9-103703 | MATSON TERMINALS INC | PIER 52, SAND ISLAND ACCES RD | Honolulu | HI | 96803 | STATE DOT - HARBORS DIVISION |  | Honolulu | HI | 96803 | R-1 |  | Permanently Out of Use | 2001-04-12 | 550 | Diesel
9-101093 | HI DOT HARBORS DIVISION | PIER 8 | Honolulu | HI | 96813 | STATE DOT - HARBORS DIVISION | PIER 8 | Honolulu | HI | 96813 | R-2 | 1974-02-20 | Permanently Out of Use | 1993-08-07 | 12000 | Diesel
9-101093 | HI DOT HARBORS DIVISION | PIER 8 | Honolulu | HI | 96813 | STATE DOT - HARBORS DIVISION | PIER 8 | Honolulu | HI | 96813 | R-1 | 1974-02-20 | Permanently Out of Use | 1993-08-07 | 12000 | Diesel
9-102893 | ALOHA TOWER PROJECT | PIERS 7, 8, 9 | Honolulu | HI | 96813 | ALOHA TOWER ASSOCIATED PIERS 7, 8, 9 | 1700 AMFAC TOWER / 700 BISHOP St | Honolulu | HI | 96813 | R-1 |  | Permanently Out of Use | 1994-02-02 | 500 | Gasoline
9-301222 | SOIL CONSERVATION SERVICE | PLANT MATERIALS CENTER / MAUNALOA HWY | Hoolehua | HI | 96729 | U.S. DEPT OF AGRICULTURE SOIL CONSERVATION SERVICE | PLANT MATERIALS CENTER / MAUNALO | Hoolehua | HI | 96729 | R-1 |  | Permanently Out of Use | 1990-09-18 | 500 | Gasoline
9-200063 | HELEMANO MILITARY RESERVATION | POL STORAGE BLDG Bldg 223 TANK HMR223 | Schofield Barracks | HI | 96857 | U.S. ARMY SUPPORT COMMAND, HAWAII |  | Schofield Barracks | HI | 96857 | R-223-1 | 1986-11-20 | Permanently Out of Use | 2003-05-27 | 550 | Used Oil
9-701089 | KALAHEO DEEPWELL | POOHIWI RD | Kalaheo | HI | 96741 | KAUAI COUNTY WATER DEPT | 4398 PUA LOKE ST / P.O. BOX 1706 | Kalaheo | HI | 96741 | R-1 | 1979-06-03 | Permanently Out of Use | 1994-02-17 | 2000 | Diesel
9-703039 | Kauai Automated Fuels (KAF) 3 | PORT ALLEN RD | Eleele | HI | 96705 | Mid Pac Petroleum LLC |  | Eleele | HI | 96705 | T3 - low sulfur | 1995-01-01 | Currently in Use |  | 4000 | Diesel
9-703039 | Kauai Automated Fuels (KAF) 3 | PORT ALLEN RD | Eleele | HI | 96705 | Mid Pac Petroleum LLC |  | Eleele | HI | 96705 | T4 - 92 | 1995-01-01 | Currently in Use |  | 3000 | Gasoline
9-703039 | Kauai Automated Fuels (KAF) 3 | PORT ALLEN RD | Eleele | HI | 96705 | Mid Pac Petroleum LLC |  | Eleele | HI | 96705 | T1 - dyed/HS | 1995-01-01 | Currently in Use |  | 3000 | Diesel
9-703039 | Kauai Automated Fuels (KAF) 3 | PORT ALLEN RD | Eleele | HI | 96705 | SENTER PETROLEUM, INC | 30121 Aukele St | Eleele | HI | 96705 | T2 - dyed HS | 1995-01-01 | Currently in Use |  | 4000 | Diesel
9-703039 | Kauai Automated Fuels (KAF) 3 | PORT ALLEN RD | Eleele | HI | 96705 | Mid Pac Petroleum LLC |  | Eleele | HI | 96705 | T2 - dyed HS | 1995-01-01 | Currently in Use |  | 4000 | Diesel
9-703039 | Kauai Automated Fuels (KAF) 3 | PORT ALLEN RD | Eleele | HI | 96705 | SENTER PETROLEUM, INC | 30121 Aukele St | Eleele | HI | 96705 | T1 - dyed/HS | 1995-01-01 | Currently in Use |  | 3000 | Diesel
9-703039 | Kauai Automated Fuels (KAF) 3 | PORT ALLEN RD | Eleele | HI | 96705 | SENTER PETROLEUM, INC | 30121 Aukele St | Eleele | HI | 96705 | T6 (2-1) - dyed diesel |  | Currently in Use |  | 3000 | Diesel
9-703039 | Kauai Automated Fuels (KAF) 3 | PORT ALLEN RD | Eleele | HI | 96705 | SENTER PETROLEUM, INC | 30121 Aukele St | Eleele | HI | 96705 | T4 - 92 | 1995-01-01 | Currently in Use |  | 3000 | Gasoline
9-703039 | Kauai Automated Fuels (KAF) 3 | PORT ALLEN RD | Eleele | HI | 96705 | Mid Pac Petroleum LLC |  | Eleele | HI | 96705 | T5 (2-2) - 87 |  | Currently in Use |  | 7000 | Gasoline
9-703039 | Kauai Automated Fuels (KAF) 3 | PORT ALLEN RD | Eleele | HI | 96705 | Mid Pac Petroleum LLC |  | Eleele | HI | 96705 | T6 (2-1) - dyed diesel |  | Currently in Use |  | 3000 | Diesel
9-703039 | Kauai Automated Fuels (KAF) 3 | PORT ALLEN RD | Eleele | HI | 96705 | SENTER PETROLEUM, INC | 30121 Aukele St | Eleele | HI | 96705 | T5 (2-2) - 87 |  | Currently in Use |  | 7000 | Gasoline
9-703039 | Kauai Automated Fuels (KAF) 3 | PORT ALLEN RD | Eleele | HI | 96705 | SENTER PETROLEUM, INC | 30121 Aukele St | Eleele | HI | 96705 | T3 - low sulfur | 1995-01-01 | Currently in Use |  | 4000 | Diesel
9-702794 | HAWAII HELICOPTERS, INC | PRINCEVILLE AIRPORT | Princeville | HI | 96722 | HAWAII HELICOPTERS, INC | P.O. BOX 686 | Princeville | HI | 96722 | R-1 |  | Permanently Out of Use | 1999-12-20 | 10000 | Other
9-700631 | AKITA ENTERPRISES, LTD - KEKAHA | PUEO ST | Kekaha | HI | 96752 | AKITA ENTERPRISES, LTD | 2960 AUKELE ST. P.O. BOX 1685 | Kekaha | HI | 96752 | R-3 | 1974-03-30 | Permanently Out of Use |  | 2000 | Gasoline
9-700631 | AKITA ENTERPRISES, LTD - KEKAHA | PUEO ST | Kekaha | HI | 96752 | AKITA ENTERPRISES, LTD | 2960 AUKELE ST. P.O. BOX 1685 | Kekaha | HI | 96752 | R-4 | 1974-03-30 | Permanently Out of Use |  | 1000 | Gasoline
9-702180 | GROVE FARM COMPANY INC | PUHI INDUSTRIAL PARK / LELIONA ST | Puhi | HI | 96766 | GROVE FARM COMPANY INC | P.O. BOX 2069 / PUHI RURAL BRANCH | Puhi | HI | 96766 | R-2 |  | Permanently Out of Use |  | 8000 | Gasoline
9-702180 | GROVE FARM COMPANY INC | PUHI INDUSTRIAL PARK / LELIONA ST | Puhi | HI | 96766 | GROVE FARM COMPANY INC | P.O. BOX 2069 / PUHI RURAL BRANCH | Puhi | HI | 96766 | R-3 |  | Permanently Out of Use |  | 15000 | Diesel
9-702180 | GROVE FARM COMPANY INC | PUHI INDUSTRIAL PARK / LELIONA ST | Puhi | HI | 96766 | GROVE FARM COMPANY INC | P.O. BOX 2069 / PUHI RURAL BRANCH | Puhi | HI | 96766 | R-1 |  | Permanently Out of Use |  | 8000 | Gasoline
9-303267 | APING STORE | Pukoo | Pukoo | HI | 96748 | LILLIAN APING | 2533 ROOKE AVE | Pukoo | HI | 96748 | R-1 | 1959-12-19 | Permanently Out of Use | 1997-02-04 | 1000 | Gasoline
9-501348 | PAIA SEWER PUMP STATION | PUNA RD/HANA HWY | Kahului | HI | 96732 | COUNTY OF MAUI - PUBLIC WORKS & WASTE MANAGEMENT | 200 S HIGH ST | Kahului | HI | 96732 | R-M-1 | 1985-05-05 | Permanently Out of Use | 1998-10-15 | 285 | Diesel
9-602981 | SEA MOUNTAIN GOLF COURSE | PUNALUU RESORT / HIGHWAY 11 | Pahala | HI | 96777 | PUNALU'U DEVELOPMENT, INC | P.O. BOX 85 | Pahala | HI | 96777 | R-2 |  | Permanently Out of Use | 1994-08-17 | 1000 | Gasoline
9-602981 | SEA MOUNTAIN GOLF COURSE | PUNALUU RESORT / HIGHWAY 11 | Pahala | HI | 96777 | PUNALU'U DEVELOPMENT, INC | P.O. BOX 85 | Pahala | HI | 96777 | R-1 |  | Permanently Out of Use | 1994-08-17 | 1000 | Gasoline
9-403529 | PUU Kilea Microwave Radio Station. | PUU KILEA | Lanai City | HI | 96763 | STATE OF HAWAII - DAGS/ICSD | 1177 ALAKEA ST ROOM 201 | Lanai City | HI | 96763 | r-m-1 | 1993-10-05 | Permanently out of Use | 2010-04-21 | 600 | Diesel
9-302439 | PUUNANA INTERISLAND COMMUNICATION SYSTEM | PUU NANA | Kaunakakai | HI | 96748 | MAUI ELECTRIC CO., INC. | P.O. Box 398 | Kaunakakai | HI | 96748 | M-1 | 1991-02-01 | Currently in Use |  | 550 | Diesel
9-303454 | HI DHHL | PUUPEELUA AVE | Hoolehua | HI | 96729 | STATE DHHL | P.O. BOX 1879 | Hoolehua | HI | 96729 | R-1 |  | Permanently Out of Use | 1998-11-04 | 3000 | Gasoline
9-203407 | FAA - QQI RCAG WAIMANALO REMOTE COMMUNICATION AIR-TO-GROUND | QQI RCAG | Waimanalo | HI | 96795 | FEDERAL AVIATION ADMINISTRATION | WESTERN PACIFIC REGION 6700 KALANIANAOLE HWY, SUITE 111 | Waimanalo | HI | 96795 | R-M-QQI RCAG | 1979-02-01 | Permanently Out of Use | 1998-11-10 | 250 | Diesel
9-102812 | SCHOFIELD BARRACKS | QUAD B, BLDG 155 | Schofield Barracks | HI | 96857 | U.S. ARMY SUPPORT COMMAND, HAWAII |  | Schofield Barracks | HI | 96857 | R-155-2 |  | Permanently Out of Use | 1994-05-31 | 550 | Diesel
9-102813 | SCHOFIELD BARRACKS | QUAD B, BLDG 156 | Schofield Barracks | HI | 96857 | U.S. ARMY SUPPORT COMMAND, HAWAII |  | Schofield Barracks | HI | 96857 | R-156-7 |  | Permanently Out of Use | 1994-05-19 | 550 | Diesel
9-102813 | SCHOFIELD BARRACKS | QUAD B, BLDG 156 | Schofield Barracks | HI | 96857 | U.S. ARMY SUPPORT COMMAND, HAWAII |  | Schofield Barracks | HI | 96857 | R-156-4 |  | Permanently Out of Use | 1994-05-18 | 550 | Diesel
9-102820 | SCHOFIELD BARRACKS | QUAD E BLDG 552 | Schofield Barracks | HI | 96857 | U.S. ARMY SUPPORT COMMAND, HAWAII |  | Schofield Barracks | HI | 96857 | R-552-3 |  | Permanently Out of Use | 1994-05-18 | 550 | Heating Oil
9-102819 | SCHOFIELD BARRACKS | QUAD E BLDG 551 | Schofield Barracks | HI | 96857 | U.S. ARMY SUPPORT COMMAND, HAWAII |  | Schofield Barracks | HI | 96857 | R-551-2 |  | Permanently Out of Use | 1994-05-17 | 550 | Heating Oil
9-102819 | SCHOFIELD BARRACKS | QUAD E BLDG 551 | Schofield Barracks | HI | 96857 | U.S. ARMY SUPPORT COMMAND, HAWAII |  | Schofield Barracks | HI | 96857 | R-551-3 |  | Permanently Out of Use | 1994-05-18 | 550 | Heating Oil
9-102818 | SCHOFIELD BARRACKS | QUAD E, BLDG 550 TANK 550-4 | Schofield Barracks | HI | 96857 | U.S. ARMY 25TH ID (L) & USARHAW | US ARMY SUPPORT COMMAND, HAWAII | Schofield Barracks | HI | 96857 | R-550-4 |  | Permanently Out of Use | 1994-05-19 | 550 | Diesel
9-102823 | SCHOFIELD BARRACKS | QUAD F BLDG 651 | Schofield Barracks | HI | 96857 | U.S. ARMY SUPPORT COMMAND, HAWAII |  | Schofield Barracks | HI | 96857 | R-651-1 |  | Permanently Out of Use | 1994-05-05 | 550 | Heating Oil
9-600586 | MAUNA LANI RADIO SITE | Queen Kaahumanu & Waikoloa Rd. | Kamuela | HI | 96743 | Hawaiian Telcom | P.O. Box 2200 | Kamuela | HI | 96743 | R-B | 1983-05-08 | Permanently Out of Use | 1995-10-30 | 280 | Diesel
9-600586 | MAUNA LANI RADIO SITE | Queen Kaahumanu & Waikoloa Rd. | Kamuela | HI | 96743 | Hawaiian Telcom | P.O. Box 2200 | Kamuela | HI | 96743 | M-1 | 1995-12-21 | Currently In Use |  | 600 | Diesel
9-601307 | ALLIED AGGREGATES CORPORATION | QUEEN KAAHUMANU HWY | Kailua-Kona | HI | 96740 | ALLIED AGGREGATES CORPORATION | 160 KEAA St | Kailua-Kona | HI | 96740 | 2 |  | Permanently Out of Use |  | 5000 | Gasoline
9-601307 | ALLIED AGGREGATES CORPORATION | QUEEN KAAHUMANU HWY | Kailua-Kona | HI | 96740 | ALLIED AGGREGATES CORPORATION | 160 KEAA St | Kailua-Kona | HI | 96740 | 1 |  | Permanently Out of Use |  | 10000 | Diesel
9-600560 | ANAEHOOMALU RADIO STATION | QUEEN KAAHUMANU HWY | Kamuela | HI | 96743 | VERIZON HAWAII | 1177 BISHOP ST. P.O. BOX 2200 Hon.HI 96841 | Kamuela | HI | 96743 | R-1 | 1982-05-07 | Permanently Out of Use | 1992-03-10 | 280 | Diesel
9-500377 | HENRY FONG STORE | R.R. 2 BOX 153 | Kula | HI | 96790 | DANIEL P.S. FONG | HENRY FONG STORE / R.R. 2 BOX 153 | Kula | HI | 96790 | R-3 | 1956-05-06 | Permanently Out of Use | 1993-05-18 | 600 | Kerosene
9-500377 | HENRY FONG STORE | R.R. 2 BOX 153 | Kula | HI | 96790 | DANIEL P.S. FONG | HENRY FONG STORE / R.R. 2 BOX 153 | Kula | HI | 96790 | R-2 | 1946-05-06 | Permanently Out of Use | 1993-05-18 | 1000 | Gasoline
9-500377 | HENRY FONG STORE | R.R. 2 BOX 153 | Kula | HI | 96790 | DANIEL P.S. FONG | HENRY FONG STORE / R.R. 2 BOX 153 | Kula | HI | 96790 | R-1 | 1936-05-06 | Permanently Out of Use | 1993-05-18 | 500 | Gasoline
9-601886 | PEPEEKEO GARAGE | railroad | Pepeekeo | HI | 96783 | HILO COAST PROCESSING CO. | P. O.Box 4190 | Pepeekeo | HI | 96783 | R-10 | 1988-01-21 | Permanently Out of Use | 1998-07-30 | 8000 | Gasoline
9-601886 | PEPEEKEO GARAGE | railroad | Pepeekeo | HI | 96783 | HILO COAST PROCESSING CO. | P. O.Box 4190 | Pepeekeo | HI | 96783 | R-9 | 1975-01-20 | Permanently Out of Use | 1992-12-08 | 1000 | Other
9-601886 | PEPEEKEO GARAGE | railroad | Pepeekeo | HI | 96783 | HILO COAST PROCESSING CO. | P. O.Box 4190 | Pepeekeo | HI | 96783 | R-8 | 1974-01-21 | Permanently Out of Use | 1988-11-01 | 7000 | Gasoline
9-601886 | PEPEEKEO GARAGE | railroad | Pepeekeo | HI | 96783 | HILO COAST PROCESSING CO. | P. O.Box 4190 | Pepeekeo | HI | 96783 | R-7 | 1974-01-21 | Permanently Out of Use | 1988-11-01 | 7000 | Gasoline
9-601886 | PEPEEKEO GARAGE | railroad | Pepeekeo | HI | 96783 | HILO COAST PROCESSING CO. | P. O.Box 4190 | Pepeekeo | HI | 96783 | R-5 | 1974-01-21 | Permanently Out of Use | 1988-11-30 | 10000 | Diesel
9-601886 | PEPEEKEO GARAGE | railroad | Pepeekeo | HI | 96783 | HILO COAST PROCESSING CO. | P. O.Box 4190 | Pepeekeo | HI | 96783 | R-4 | 1977-01-20 | Permanently Out of Use | 1992-12-08 | 1000 | Other
9-601886 | PEPEEKEO GARAGE | railroad | Pepeekeo | HI | 96783 | HILO COAST PROCESSING CO. | P. O.Box 4190 | Pepeekeo | HI | 96783 | R-3 | 1977-01-20 | Permanently Out of Use | 1988-12-01 | 12000 | Diesel
9-601886 | PEPEEKEO GARAGE | railroad | Pepeekeo | HI | 96783 | HILO COAST PROCESSING CO. | P. O.Box 4190 | Pepeekeo | HI | 96783 | R-2 | 1977-01-20 | Permanently Out of Use | 1988-12-01 | 12000 | Diesel
9-601886 | PEPEEKEO GARAGE | railroad | Pepeekeo | HI | 96783 | HILO COAST PROCESSING CO. | P. O.Box 4190 | Pepeekeo | HI | 96783 | R-1 | 1977-01-20 | Permanently Out of Use | 1988-12-01 | 12000 | Diesel
9-601886 | PEPEEKEO GARAGE | railroad | Pepeekeo | HI | 96783 | HILO COAST PROCESSING CO. | P. O.Box 4190 | Pepeekeo | HI | 96783 | R-6 | 1974-01-21 | Permanently Out of Use | 1988-11-01 | 10000 | Diesel
9-302410 | AERONAUTICAL RADIO, INC | RECEIVER SITE | Ilio Point | HI | 96770 | AERONAUTICAL RADIO, INC | 2551 RIVA RD | Ilio Point | HI | 96770 | R-2 |  | Permanently Out of Use | 1993-01-14 | 550 | Diesel
9-302410 | AERONAUTICAL RADIO, INC | RECEIVER SITE | Ilio Point | HI | 96770 | AERONAUTICAL RADIO, INC | 2551 RIVA RD | Ilio Point | HI | 96770 | R-1 | 1983-06-30 | Permanently Out of Use | 1997-02-28 | 560 | Diesel
9-302409 | AERONAUTICAL RADIO, INC | REPEATER SITE | Maunaloa | HI | 96770 | AERONAUTICAL RADIO, INC | 2551 RIVA RD | Maunaloa | HI | 96770 | R-2 | 1983-03-01 | Permanently Out of Use | 1997-02-01 | 250 | Diesel
9-302409 | AERONAUTICAL RADIO, INC | REPEATER SITE | Maunaloa | HI | 96770 | AERONAUTICAL RADIO, INC | 2551 RIVA RD | Maunaloa | HI | 96770 | R-1 | 1983-03-30 | Permanently Out of Use | 1997-02-28 | 255 | Diesel
9-601633 | ROBERTS TOURS & TRANS., INC | ROBERT'S HAWAII RENT-A-CAR SYSTEMS | Hilo | HI | 96720 | ROBERTS HAWAII, INC. | 680 IWILEI ROAD, 7TH FLOOR | Hilo | HI | 96720 | R-2 | 1971-01-01 | Permanently Out of Use | 1999-01-22 | 6000 | Gasoline
9-601633 | ROBERTS TOURS & TRANS., INC | ROBERT'S HAWAII RENT-A-CAR SYSTEMS | Hilo | HI | 96720 | ROBERTS HAWAII, INC. | 680 IWILEI ROAD, 7TH FLOOR | Hilo | HI | 96720 | R-1 | 1971-01-01 | Permanently Out of Use | 1999-01-22 | 2000 | Diesel
9-203295 | BARBERS POINT CENTRAL OFFICE | ROOSEVELT & COPAHEE | Kapolei | HI | 96707 | Hawaiian Telcom | P.O. Box 2200 | Kapolei | HI | 96707 | M-1 | 1987-05-01 | Currently In Use |  | 550 | Diesel
9-600462 | HAWAII COUNTY POLICE DEPT | ROUTE 11 MAMALAHOA HWY 82-6130 MAMALAHOA HWY | Captain Cook | HI | 96704 | COUNTY OF HAWAII - POLICE DEPARTMENT | 349 KAPIOLANI STREET | Captain Cook | HI | 96704 | R-1 | 1960-05-21 | Permanently Out of Use | 1994-12-01 | 5000 | Gasoline
9-500395 | KEN KIRCHMEYER | RR 1 BOX 648 | Kula | HI | 96790 | KIRCHMEYER DEVELOPMENT CORP | RR 1 BOX 648 | Kula | HI | 96790 | R-1 | 1977-02-10 | Permanently Out of Use | 1993-02-09 | 2000 | Gasoline
9-602734 | LOW'S STORE & GAS | RR1 BOX 100-D / 28-1097 MAMALAHOA HWY | Pepeekeo | HI | 96783 | GERALDINE L. CARVALHO | RR1 BOX 100-B / 59 KEAWE ST | Pepeekeo | HI | 96783 | R-2 | 1978-05-30 | Permanently Out of Use | 1994-08-14 | 2000 | Gasoline
9-602734 | LOW'S STORE & GAS | RR1 BOX 100-D / 28-1097 MAMALAHOA HWY | Pepeekeo | HI | 96783 | GERALDINE L. CARVALHO | RR1 BOX 100-B / 59 KEAWE ST | Pepeekeo | HI | 96783 | R-1 | 1978-05-30 | Permanently Out of Use | 1994-08-17 | 2000 | Gasoline
9-502481 | MAALAEA STORE | RR1 BOX 374 MAALAEA RD | Wailuku | HI | 96793 | UNO, INC DBA MAALAEA ST | RR1 BOX 374 MAALAEA RD | Wailuku | HI | 96793 | R-2 | 1960-12-30 | Permanently Out of Use | 1991-08-26 | 1000 | Gasoline
9-502481 | MAALAEA STORE | RR1 BOX 374 MAALAEA RD | Wailuku | HI | 96793 | UNO, INC DBA MAALAEA ST | RR1 BOX 374 MAALAEA RD | Wailuku | HI | 96793 | R-1 | 1960-12-30 | Permanently Out of Use | 1991-08-26 | 1000 | Gasoline
9-501301 | HENRY SUZUKI CONSTRUCTION | RR1 BOX 669 | Kula | HI | 96790 | HENRY SUZUKI CONSTRUCTION | 27131 Omaopio Rd | Kula | HI | 96790 | r-1 |  | Permanently out of Use | 1986-05-24 | 550 | Gasoline
9-500218 | MAUI COUNTY KIHEI SPS7 (KAMAOLE PARK #1) | S KIHEI RD | Kihei | HI | 96753 | COUNTY OF MAUI - PUBLIC WORKS & WASTE MANAGEMENT | 200 S HIGH ST | Kihei | HI | 96753 | R-M-001 | 1974-05-05 | Permanently Out of Use | 1994-11-01 | 150 | Diesel
9-500219 | MAUI COUNTY KIHEI SPS8 (HALE HUI KAI CONDO) | S KIHEI RD | Kihei | HI | 96753 | COUNTY OF MAUI - PUBLIC WORKS & WASTE MANAGEMENT | 200 S HIGH ST | Kihei | HI | 96753 | R-M-001 | 1974-05-05 | Permanently Out of Use | 1994-03-21 | 150 | Diesel
9-602907 | MAUNA LOA MACADAMIA NUT CORP. | S.R. BOX 3 | Hilo | HI | 96720 | MAUNA LOA MACADAMIA NUT CORPORATION |  | Hilo | HI | 96720 | R-3 | 1951-01-01 | Permanently Out of Use | 1988-12-01 | 1000 | Diesel
9-602907 | MAUNA LOA MACADAMIA NUT CORP. | S.R. BOX 3 | Hilo | HI | 96720 | MAUNA LOA MACADAMIA NUT CORPORATION |  | Hilo | HI | 96720 | R-5 |  | Permanently Out of Use | 1995-11-27 | 1000 | Gasoline
9-602907 | MAUNA LOA MACADAMIA NUT CORP. | S.R. BOX 3 | Hilo | HI | 96720 | MAUNA LOA MACADAMIA NUT CORPORATION |  | Hilo | HI | 96720 | R-4 |  | Permanently Out of Use | 1995-11-27 | 1000 | Gasoline
9-100051 | KAPALAMA MILITARY RESERVATION | SAND ISLAND ACCESS RD, BLDG 935 | Honolulu | HI | 96819 | VERIZON HAWAII | 1177 BISHOP ST. P.O. BOX 2200 Hon.HI 96841 | Honolulu | HI | 96819 | R-001 | 1987-03-20 | Permanently Out of Use | 1997-01-06 | 550 | Gasoline
9-103109 | WHEELER ARMY AIR FIELD - AASF 1 | SANTOS DUMONT AVE | Schofield Barracks | HI | 96786 | DEPARTMENT OF DEFENSE | 3949 DIAMOND HEAD ROAD | Schofield Barracks | HI | 96786 | R-2 | 1986-01-01 | Permanently Out of Use | 1996-02-21 | 550 | Used Oil
9-103109 | WHEELER ARMY AIR FIELD - AASF 1 | SANTOS DUMONT AVE | Schofield Barracks | HI | 96786 | DEPARTMENT OF DEFENSE | 3949 DIAMOND HEAD ROAD | Schofield Barracks | HI | 96786 | R-1 | 1986-01-01 | Permanently Out of Use | 1995-11-21 | 550 | Used Oil
9-103540 | WHEELER ARMY AIRFIELD | SCHOFIELD #801 (NEAR CONTROL TOWER) | Schofield Barracks | HI | 96857 | U.S. ARMY 25TH ID (L) & USARHAW | US ARMY SUPPORT COMMAND, HAWAII | Schofield Barracks | HI | 96857 | R-1 |  | Permanently Out of Use | 1998-04-01 | 500 | Diesel
9-102873 | US ARMY TRAINING/CONFIDENCE CRSE | SCHOFIELD BARRACKS EAST RANGE | Schofield Barracks | HI | 96857 | U.S. ARMY SUPPORT COMMAND, HAWAII |  | Schofield Barracks | HI | 96857 | R-f-cc-01 |  | Permanently out of Use | 1994-04-01 | 200000 | Unknown
9-600109 | W.M. KECK OBSERVATORY | SCIENCE RESERVE / MAUNA KEA SUMMIT | Hilo | HI | 96720 | W.M. KECK OBSERVATOry | 65-1120 Mamalahoa Hwy | Hilo | HI | 96720 | M-1 | 1987-05-08 | Currently In Use |  | 2500 | Diesel
9-201486 | R.H.S. LEE, INC. | SECOND STREET | Pearl City | HI | 96782 | R.H.S. LEE, INC. | 1414 WAIHONA PLACE | Pearl City | HI | 96782 | R-1 | 1979-04-20 | Permanently Out of Use | 1995-01-01 | 5000 | Diesel
9-500674 | PUKALANI TERRACE LANDCO | SEWER TREATMENT PLANT | Pukalani | HI | 96788 | SPORTS SHINKO (PUKALANI) CO., LTD | 360 PUKALANI ST | Pukalani | HI | 96788 | R-M-1 | 1979-08-15 | Permanently Out of Use | 1998-12-22 | 1000 | Diesel
9-103535 | BELLOWS AIR FORCE STATION | SHERWOOD FOREST BLDG 122 | Waimanalo | HI | 96795 | U.S. AIR FORCE |  | Waimanalo | HI | 96795 | R-1 |  | Permanently Out of Use | 1999-11-29 | 26000 | Gasoline
9-700645 | GE AMERICAN COMMUNICATIONS | SIDEWINDER RD, BARKING SANDS / PACIFIC MISSILE RANGE FACILITY | Waimea | HI | 96796 | GE AMERICAN COMMUNICATIONS | FOUR RESEARCH WAY | Waimea | HI | 96796 | R-1 | 1977-03-10 | Permanently Out of Use | 1993-08-30 | 550 | Diesel
9-103717 | HICKAM AIR FORCE BASE | SITE ST24 FORMER QUARTERMASTER DISPENSING STN - WAIKELE GULCH | Hickam Air Force Base | HI | 96853 | U.S. AIR FORCE |  | Hickam Air Force Base | HI | 96853 | R-1 | 1943-01-01 | Permanently Out of Use | 2001-10-01 | 25000 | Gasoline
9-103717 | HICKAM AIR FORCE BASE | SITE ST24 FORMER QUARTERMASTER DISPENSING STN - WAIKELE GULCH | Hickam Air Force Base | HI | 96853 | U.S. AIR FORCE |  | Hickam Air Force Base | HI | 96853 | R-2 | 1943-01-01 | Permanently Out of Use | 2001-10-01 | 25000 | Gasoline
9-103717 | HICKAM AIR FORCE BASE | SITE ST24 FORMER QUARTERMASTER DISPENSING STN - WAIKELE GULCH | Hickam Air Force Base | HI | 96853 | U.S. AIR FORCE |  | Hickam Air Force Base | HI | 96853 | R-3 | 1973-01-01 | Permanently Out of Use | 2001-10-02 | 25000 | Gasoline
9-103717 | HICKAM AIR FORCE BASE | SITE ST24 FORMER QUARTERMASTER DISPENSING STN - WAIKELE GULCH | Hickam Air Force Base | HI | 96853 | U.S. AIR FORCE |  | Hickam Air Force Base | HI | 96853 | R-4 | 1973-01-01 | Permanently Out of Use | 2001-10-01 | 25000 | Gasoline
9-103640 | KAISER PERMANENTE MEDICAL CENTER | SNF/LAB BUILDING 3288 MOANALUA ROAD | Honolulu | HI | 96819 | KAISER PERMANENTE |  | Honolulu | HI | 96819 | M-2 | 1987-12-01 | Currently In Use |  | 10000 | Diesel
9-102596 | SUPERBLOCK PROPERTIES | SOUTH BLOCK (BLDG S1) / SHERIDAN ST | Honolulu | HI | 96814 | KEEAUMOKU PARTNERS | 820 MILILANI ST, SUITE 820 | Honolulu | HI | 96814 | R-ST1 |  | Permanently Out of Use | 1991-10-04 | 1000 | Gasoline
9-102596 | SUPERBLOCK PROPERTIES | SOUTH BLOCK (BLDG S1) / SHERIDAN ST | Honolulu | HI | 96814 | KEEAUMOKU PARTNERS | 820 MILILANI ST, SUITE 820 | Honolulu | HI | 96814 | 2 |  | Permanently Out of Use | 2003-04-28 | 1000 | Not Listed
9-102599 | SUPERBLOCK PROPERTIES | SOUTH BLOCK (BLDG S10) / KEEAUMOKU ST | Honolulu | HI | 96814 | KEEAUMOKU PARTNERS | 820 MILILANI ST, SUITE 820 | Honolulu | HI | 96814 | R-ST9 |  | Permanently Out of Use | 1991-10-23 | 2000 | Gasoline
9-102599 | SUPERBLOCK PROPERTIES | SOUTH BLOCK (BLDG S10) / KEEAUMOKU ST | Honolulu | HI | 96814 | KEEAUMOKU PARTNERS | 820 MILILANI ST, SUITE 820 | Honolulu | HI | 96814 | R-ST8 |  | Permanently Out of Use | 1991-10-23 | 2000 | Gasoline
9-102605 | SUPERBLOCK PROPERTIES | SOUTH BLOCK (BLDG S11) / KEEAUMOKU ST | Honolulu | HI | 96814 | KEEAUMOKU PARTNERS | 820 MILILANI ST, SUITE 820 | Honolulu | HI | 96814 | R-ST21 |  | Permanently Out of Use | 1991-12-26 | 1000 | Gasoline
9-102600 | SUPERBLOCK PROPERTIES | SOUTH BLOCK (BLDG S13) / MAKALOA ST | Honolulu | HI | 96814 | KEEAUMOKU PARTNERS | 820 MILILANI ST, SUITE 820 | Honolulu | HI | 96814 | R-ST10 |  | Permanently Out of Use | 1991-11-02 | 500 | Diesel
9-102601 | SUPERBLOCK PROPERTIES | SOUTH BLOCK (BLDG S14) / MAKALOA ST | Honolulu | HI | 96814 | KEEAUMOKU PARTNERS | 820 MILILANI ST, SUITE 820 | Honolulu | HI | 96814 | R-ST11 |  | Permanently Out of Use | 1991-11-12 | 500 | Diesel
9-102602 | SUPERBLOCK PROPERTIES | SOUTH BLOCK (BLDG S20) / MAKALOA ST | Honolulu | HI | 96814 | KEEAUMOKU PARTNERS | 820 MILILANI ST, SUITE 820 | Honolulu | HI | 96814 | R-ST12 |  | Permanently Out of Use | 1991-10-22 | 1000 | Used Oil
9-102604 | SUPERBLOCK PROPERTIES | SOUTH BLOCK (BLDG S22) / MAKALOA ST | Honolulu | HI | 96814 | KEEAUMOKU PARTNERS | 820 MILILANI ST, SUITE 820 | Honolulu | HI | 96814 | R-ST20 |  | Permanently Out of Use | 1991-10-31 | 550 | Gasoline
9-102606 | SUPERBLOCK PROPERTIES | SOUTH BLOCK (BLDG S24) / MAKALOA ST | Honolulu | HI | 96814 | KEEAUMOKU PARTNERS | 820 MILILANI ST, SUITE 820 | Honolulu | HI | 96814 | R-ST22 |  | Permanently Out of Use | 1991-12-26 | 1000 | Gasoline
9-102603 | SUPERBLOCK PROPERTIES | SOUTH BLOCK (BLDG S25) / MAKALOA ST | Honolulu | HI | 96814 | KEEAUMOKU PARTNERS | 820 MILILANI ST, SUITE 820 | Honolulu | HI | 96814 | R-ST16 |  | Permanently Out of Use | 1991-11-21 | 5000 | Gasoline
9-102603 | SUPERBLOCK PROPERTIES | SOUTH BLOCK (BLDG S25) / MAKALOA ST | Honolulu | HI | 96814 | KEEAUMOKU PARTNERS | 820 MILILANI ST, SUITE 820 | Honolulu | HI | 96814 | R-6 |  | Permanently Out of Use | 2003-01-15 | 250 | Not Listed
9-102603 | SUPERBLOCK PROPERTIES | SOUTH BLOCK (BLDG S25) / MAKALOA ST | Honolulu | HI | 96814 | KEEAUMOKU PARTNERS | 820 MILILANI ST, SUITE 820 | Honolulu | HI | 96814 | R-ST17 |  | Permanently Out of Use | 1991-11-21 | 5000 | Gasoline
9-102597 | SUPERBLOCK PROPERTIES | SOUTH BLOCK (BLDG S6) / KAMAILE ST | Honolulu | HI | 96814 | KEEAUMOKU PARTNERS | 820 MILILANI ST, SUITE 820 | Honolulu | HI | 96814 | R-ST3 |  | Permanently Out of Use | 1991-12-11 | 500 | Gasoline
9-102597 | SUPERBLOCK PROPERTIES | SOUTH BLOCK (BLDG S6) / KAMAILE ST | Honolulu | HI | 96814 | KEEAUMOKU PARTNERS | 820 MILILANI ST, SUITE 820 | Honolulu | HI | 96814 | R-ST2 |  | Permanently Out of Use | 1991-12-11 | 500 | Diesel
9-503623 | FORMER PUUNENE NAVY AIRPORT | SOUTH OF MOKULELE | Puunene | HI | 96784 | U.S. DEPT OF THE NAVY |  | Puunene | HI | 96784 | R-3B |  | Permanently Out of Use | 2000-11-16 | 50000 | Other
9-503623 | FORMER PUUNENE NAVY AIRPORT | SOUTH OF MOKULELE | Puunene | HI | 96784 | U.S. DEPT OF THE NAVY |  | Puunene | HI | 96784 | R-2C |  | Permanently Out of Use | 2000-04-10 | 25000 | Other
9-503623 | FORMER PUUNENE NAVY AIRPORT | SOUTH OF MOKULELE | Puunene | HI | 96784 | U.S. DEPT OF THE NAVY |  | Puunene | HI | 96784 | R-2D |  | Permanently Out of Use | 2000-04-10 | 25000 | Other
9-503623 | FORMER PUUNENE NAVY AIRPORT | SOUTH OF MOKULELE | Puunene | HI | 96784 | U.S. DEPT OF THE NAVY |  | Puunene | HI | 96784 | R-3A |  | Permanently Out of Use | 2000-11-16 | 50000 | Other
9-503623 | FORMER PUUNENE NAVY AIRPORT | SOUTH OF MOKULELE | Puunene | HI | 96784 | U.S. DEPT OF THE NAVY |  | Puunene | HI | 96784 | R-1C |  | Permanently Out of Use | 2001-03-30 | 50000 | Other
9-503623 | FORMER PUUNENE NAVY AIRPORT | SOUTH OF MOKULELE | Puunene | HI | 96784 | U.S. DEPT OF THE NAVY |  | Puunene | HI | 96784 | R-2B |  | Permanently Out of Use | 2000-10-04 | 25000 | Other
9-503623 | FORMER PUUNENE NAVY AIRPORT | SOUTH OF MOKULELE | Puunene | HI | 96784 | U.S. DEPT OF THE NAVY |  | Puunene | HI | 96784 | R-1A |  | Permanently Out of Use | 2000-03-30 | 50000 | Other
9-503623 | FORMER PUUNENE NAVY AIRPORT | SOUTH OF MOKULELE | Puunene | HI | 96784 | U.S. DEPT OF THE NAVY |  | Puunene | HI | 96784 | R-2A |  | Permanently Out of Use | 2000-10-04 | 25000 | Other
9-503623 | FORMER PUUNENE NAVY AIRPORT | SOUTH OF MOKULELE | Puunene | HI | 96784 | U.S. DEPT OF THE NAVY |  | Puunene | HI | 96784 | R-1B |  | Permanently Out of Use | 2000-03-30 | 50000 | Other
9-203858 | Coast Guard Transmitter Site | South of St. Johns Road | ZipCode Unknown | XX | 99999 | General Services Administration | 450 Golden Gate Ave, 4E | ZipCode Unknown | XX | 99999 | r-1 |  | Permanently out of Use | 2008-05-20 |  | Diesel
9-103923 | Richardson Field | south of the interstection of Kamehameha Hwy and ford island bridge | Pearl Harbor | HI | 96860 | US Navy - Commander Navy Region Hawaii | 850 Ticonderoga St, Suite 110, Code N45 | Pearl Harbor | HI | 96860 | r-1 |  | Permanently out of Use | 2012-02-25 | 564 | Unknown
9-602486 | PACIFIC MISSILE RANGE FACILITY | SOUTH POINT AIR STATION | Kau | HI | 96777 | UNDETERMINED AT THIS TIME | Address Unknown | Kau | HI | 96777 | R-1 |  | Permanently Out of Use | 1991-02-21 | 6400 | Not Listed
9-200982 | NAVAL COMPUTER & TELECOMM AREA MASTER STATION PACIFIC | STANDBY-GENERATOR BUILDING BLDG 81 TANK 1, 2, 3, 4 AND RTF-9, RTF-10, RTF-11 BLDG 430, TANK 5 | Waianae | HI | 96792 | US NAVY - COMNAVREG - HI | 517 RUSSELL AVE, SUITE 110 | Waianae | HI | 96792 | RTF-11 | 1997-06-01 | Currently In Use |  | 25000 | Diesel
9-200982 | NAVAL COMPUTER & TELECOMM AREA MASTER STATION PACIFIC | STANDBY-GENERATOR BUILDING BLDG 81 TANK 1, 2, 3, 4 AND RTF-9, RTF-10, RTF-11 BLDG 430, TANK 5 | Waianae | HI | 96792 | US NAVY - COMNAVREG - HI | 517 RUSSELL AVE, SUITE 110 | Waianae | HI | 96792 | R-2 | 1954-04-15 | Permanently Out of Use | 1997-10-13 | 25000 | Diesel
9-200982 | NAVAL COMPUTER & TELECOMM AREA MASTER STATION PACIFIC | STANDBY-GENERATOR BUILDING BLDG 81 TANK 1, 2, 3, 4 AND RTF-9, RTF-10, RTF-11 BLDG 430, TANK 5 | Waianae | HI | 96792 | US NAVY - COMNAVREG - HI | 517 RUSSELL AVE, SUITE 110 | Waianae | HI | 96792 | R-1 | 1954-04-15 | Permanently Out of Use | 1997-10-13 | 25000 | Diesel
9-200982 | NAVAL COMPUTER & TELECOMM AREA MASTER STATION PACIFIC | STANDBY-GENERATOR BUILDING BLDG 81 TANK 1, 2, 3, 4 AND RTF-9, RTF-10, RTF-11 BLDG 430, TANK 5 | Waianae | HI | 96792 | US NAVY - COMNAVREG - HI | 517 RUSSELL AVE, SUITE 110 | Waianae | HI | 96792 | R-3 | 1976-04-15 | Permanently Out of Use | 1997-10-13 | 25000 | Diesel
9-200982 | NAVAL COMPUTER & TELECOMM AREA MASTER STATION PACIFIC | STANDBY-GENERATOR BUILDING BLDG 81 TANK 1, 2, 3, 4 AND RTF-9, RTF-10, RTF-11 BLDG 430, TANK 5 | Waianae | HI | 96792 | US NAVY - COMNAVREG - HI | 517 RUSSELL AVE, SUITE 110 | Waianae | HI | 96792 | RTF-9 | 1997-06-01 | Currently In Use |  | 25000 | Diesel
9-200982 | NAVAL COMPUTER & TELECOMM AREA MASTER STATION PACIFIC | STANDBY-GENERATOR BUILDING BLDG 81 TANK 1, 2, 3, 4 AND RTF-9, RTF-10, RTF-11 BLDG 430, TANK 5 | Waianae | HI | 96792 | US NAVY - COMNAVREG - HI | 517 RUSSELL AVE, SUITE 110 | Waianae | HI | 96792 | RTF-10 | 1997-06-01 | Currently In Use |  | 25000 | Diesel
9-602173 | HI DOT KAU (NAALEHU) BASEYARD | STATE DOT / TMK 9-5-12: 30 | Naalehu | HI | 96772 | STATE DOT - HIGHWAYS DIVISION |  | Naalehu | HI | 96772 | R-1 |  | Permanently Out of Use | 1992-03-09 | 500 | Gasoline
9-600582 | KULANI CONE RADIO SITE | SUMMIT OF KULANI CONE ABOVE KULANI HONOR CAMP (QUAD H-56) | Holualoa | HI | 96725 | Insite Wireless Group | 1199 North Fiairfax St., #700 | Holualoa | HI | 96725 | R-1 | 1984-05-07 | Permanently Out of Use | 1995-12-04 | 280 | Diesel
9-600582 | KULANI CONE RADIO SITE | SUMMIT OF KULANI CONE ABOVE KULANI HONOR CAMP (QUAD H-56) | Holualoa | HI | 96725 | Insite Wireless Group | 1199 North Fiairfax St., #700 | Holualoa | HI | 96725 | M-3 | 1995-12-31 | Currently In Use |  | 600 | Diesel
9-603457 | CFHT OBSERVATORY (S.W. side of facility) | SUMMIT OF MAUNA KEA | Kamuela | HI | 96743 | CANADA FRANCE HAWAII TELSCOPE CORP | 65-1238 MAMALOHA HWY | Kamuela | HI | 96743 | M-1 | 1976-01-01 | Currently In Use |  | 5000 | Diesel
9-103068 | DILLINGHAM MILITARY RESERVATION | TANK 1, 2, 3, 4, 5, 6, 7, 8, 9, 10, 11, 12, 13 | Mokuleia | HI | 96791 | 25TH ID (LIGHT) & USARHAW | ATTN: DPW, USAG-HI | Mokuleia | HI | 96791 | R-8 |  | Permanently Out of Use |  | 25000 | Diesel
9-103068 | DILLINGHAM MILITARY RESERVATION | TANK 1, 2, 3, 4, 5, 6, 7, 8, 9, 10, 11, 12, 13 | Mokuleia | HI | 96791 | 25TH ID (LIGHT) & USARHAW | ATTN: DPW, USAG-HI | Mokuleia | HI | 96791 | R-AR1-001 |  | Permanently Out of Use | 1994-06-21 | 50000 | Other
9-103068 | DILLINGHAM MILITARY RESERVATION | TANK 1, 2, 3, 4, 5, 6, 7, 8, 9, 10, 11, 12, 13 | Mokuleia | HI | 96791 | 25TH ID (LIGHT) & USARHAW | ATTN: DPW, USAG-HI | Mokuleia | HI | 96791 | R-AR1-002 |  | Permanently Out of Use | 1994-06-21 | 50000 | Other
9-103068 | DILLINGHAM MILITARY RESERVATION | TANK 1, 2, 3, 4, 5, 6, 7, 8, 9, 10, 11, 12, 13 | Mokuleia | HI | 96791 | 25TH ID (LIGHT) & USARHAW | ATTN: DPW, USAG-HI | Mokuleia | HI | 96791 | R-9 |  | Permanently Out of Use | 1998-04-27 | 8000 | Diesel
9-103068 | DILLINGHAM MILITARY RESERVATION | TANK 1, 2, 3, 4, 5, 6, 7, 8, 9, 10, 11, 12, 13 | Mokuleia | HI | 96791 | 25TH ID (LIGHT) & USARHAW | ATTN: DPW, USAG-HI | Mokuleia | HI | 96791 | R-4 |  | Permanently Out of Use | 1994-07-21 | 50000 | Other
9-103068 | DILLINGHAM MILITARY RESERVATION | TANK 1, 2, 3, 4, 5, 6, 7, 8, 9, 10, 11, 12, 13 | Mokuleia | HI | 96791 | 25TH ID (LIGHT) & USARHAW | ATTN: DPW, USAG-HI | Mokuleia | HI | 96791 | R-5 |  | Permanently Out of Use | 1994-08-23 | 25000 | Other
9-103068 | DILLINGHAM MILITARY RESERVATION | TANK 1, 2, 3, 4, 5, 6, 7, 8, 9, 10, 11, 12, 13 | Mokuleia | HI | 96791 | 25TH ID (LIGHT) & USARHAW | ATTN: DPW, USAG-HI | Mokuleia | HI | 96791 | R-3 |  | Permanently Out of Use | 1994-07-21 | 50000 | Other
9-103068 | DILLINGHAM MILITARY RESERVATION | TANK 1, 2, 3, 4, 5, 6, 7, 8, 9, 10, 11, 12, 13 | Mokuleia | HI | 96791 | 25TH ID (LIGHT) & USARHAW | ATTN: DPW, USAG-HI | Mokuleia | HI | 96791 | R-AR3-006 |  | Permanently Out of Use | 1994-09-30 | 25000 | Other
9-103068 | DILLINGHAM MILITARY RESERVATION | TANK 1, 2, 3, 4, 5, 6, 7, 8, 9, 10, 11, 12, 13 | Mokuleia | HI | 96791 | 25TH ID (LIGHT) & USARHAW | ATTN: DPW, USAG-HI | Mokuleia | HI | 96791 | R-12 |  | Permanently Out of Use | 1994-08-18 | 3000 | Diesel
9-103068 | DILLINGHAM MILITARY RESERVATION | TANK 1, 2, 3, 4, 5, 6, 7, 8, 9, 10, 11, 12, 13 | Mokuleia | HI | 96791 | 25TH ID (LIGHT) & USARHAW | ATTN: DPW, USAG-HI | Mokuleia | HI | 96791 | R-11 |  | Permanently Out of Use | 1994-06-20 | 1000 | Diesel
9-103068 | DILLINGHAM MILITARY RESERVATION | TANK 1, 2, 3, 4, 5, 6, 7, 8, 9, 10, 11, 12, 13 | Mokuleia | HI | 96791 | 25TH ID (LIGHT) & USARHAW | ATTN: DPW, USAG-HI | Mokuleia | HI | 96791 | R-TRAINING AREA-10 |  | Permanently Out of Use | 1994-06-17 | 250 | Diesel
9-103068 | DILLINGHAM MILITARY RESERVATION | TANK 1, 2, 3, 4, 5, 6, 7, 8, 9, 10, 11, 12, 13 | Mokuleia | HI | 96791 | 25TH ID (LIGHT) & USARHAW | ATTN: DPW, USAG-HI | Mokuleia | HI | 96791 | R-7 |  | Permanently Out of Use |  | 25000 | Diesel
9-103059 | WHEELER ARMY AIR FIELD | TANK 1004-1, 1004-2, 1004-3, 1004-4 | Wheeler Army Airfield | HI | 96854 | U.S. AIR FORCE |  | Wheeler Army Airfield | HI | 96854 | R-1004-2 |  | Permanently Out of Use | 1994-02-11 | 5000 | Diesel
9-103059 | WHEELER ARMY AIR FIELD | TANK 1004-1, 1004-2, 1004-3, 1004-4 | Wheeler Army Airfield | HI | 96854 | U.S. AIR FORCE |  | Wheeler Army Airfield | HI | 96854 | R-1004-1 |  | Permanently Out of Use | 1994-03-09 | 5000 | Diesel
9-103059 | WHEELER ARMY AIR FIELD | TANK 1004-1, 1004-2, 1004-3, 1004-4 | Wheeler Army Airfield | HI | 96854 | U.S. AIR FORCE |  | Wheeler Army Airfield | HI | 96854 | R-1004-3 |  | Permanently Out of Use | 1994-02-10 | 5000 | Diesel
9-103059 | WHEELER ARMY AIR FIELD | TANK 1004-1, 1004-2, 1004-3, 1004-4 | Wheeler Army Airfield | HI | 96854 | U.S. AIR FORCE |  | Wheeler Army Airfield | HI | 96854 | R-1004-4 |  | Permanently Out of Use | 1994-02-10 | 5000 | Diesel
9-103054 | WHEELER ARMY AIR FIELD | TANK 102-2, 102-3, 102-1 | Wheeler Army Airfield | HI | 96854 | 25TH ID (LIGHT) & USARHAW | ATTN: DPW, USAG-HI | Wheeler Army Airfield | HI | 96854 | R-M-102-1 |  | Permanently Out of Use | 1998-11-19 | 550 | Diesel
9-103055 | WHEELER ARMY AIR FIELD | TANK 105-1 | Wheeler Army Airfield | HI | 96854 | U.S. ARMY GARRISON | DIRECTORATE OF PUBLIC WORKS ENVIRONMENTAL SECTION | Wheeler Army Airfield | HI | 96854 | R-105-1 |  | Permanently Out of Use | 1994-02-23 | 500 | Diesel
9-103056 | WHEELER ARMY AIR FIELD | TANK 107-1 | Wheeler Army Airfield | HI | 96854 | U.S. ARMY GARRISON | DIRECTORATE OF PUBLIC WORKS ENVIRONMENTAL SECTION | Wheeler Army Airfield | HI | 96854 | R-107-1 |  | Permanently Out of Use | 1994-02-18 | 500 | Diesel
9-103061 | FORT SHAFTER | TANK 108-1, 108-2 BLDG T-108 | Fort Shafter | HI | 96858 | U.S. ARMY SUPPORT COMMAND, HAWAII |  | Fort Shafter | HI | 96858 | R-108-2 |  | Permanently Out of Use | 1998-06-03 | 1000 | Diesel
9-103061 | FORT SHAFTER | TANK 108-1, 108-2 BLDG T-108 | Fort Shafter | HI | 96858 | U.S. ARMY SUPPORT COMMAND, HAWAII |  | Fort Shafter | HI | 96858 | R-108-1 |  | Permanently Out of Use | 1994-03-14 | 550 | Diesel
9-103057 | WHEELER ARMY AIR FIELD | TANK 111-1 | Wheeler Army Airfield | HI | 96854 | U.S. ARMY GARRISON | DIRECTORATE OF PUBLIC WORKS ENVIRONMENTAL SECTION | Wheeler Army Airfield | HI | 96854 | r-111-2 |  | Permanently out of Use | 2012-04-24 | 500 | Diesel
9-103057 | WHEELER ARMY AIR FIELD | TANK 111-1 | Wheeler Army Airfield | HI | 96854 | U.S. ARMY GARRISON | DIRECTORATE OF PUBLIC WORKS ENVIRONMENTAL SECTION | Wheeler Army Airfield | HI | 96854 | R-111-1 |  | Permanently Out of Use | 1994-02-15 | 500 | Diesel
9-103057 | WHEELER ARMY AIR FIELD | TANK 111-1 | Wheeler Army Airfield | HI | 96854 | Directorate Of Public Works | 948 Santos Dumont Avenue, Bldg 105 | Wheeler Army Airfield | HI | 96854 | r-111-2 |  | Permanently out of Use | 2012-04-24 | 500 | Diesel
9-103057 | WHEELER ARMY AIR FIELD | TANK 111-1 | Wheeler Army Airfield | HI | 96854 | Directorate Of Public Works | 948 Santos Dumont Avenue, Bldg 105 | Wheeler Army Airfield | HI | 96854 | R-111-1 |  | Permanently Out of Use | 1994-02-15 | 500 | Diesel
9-202361 | NAVAL MAGAZINE LUALUALEI - LUALUALEI BRANCH | TANK 112-T1, 112-S1 | Lualualei | HI | 96792 | NAVAL MAGAZINE LUALUALEI | 3 CONSTELLATION ST | Lualualei | HI | 96792 | 112-T1 |  | Permanently Out of Use |  |  | Diesel
9-202361 | NAVAL MAGAZINE LUALUALEI - LUALUALEI BRANCH | TANK 112-T1, 112-S1 | Lualualei | HI | 96792 | NAVAL MAGAZINE LUALUALEI | 3 CONSTELLATION ST | Lualualei | HI | 96792 | 112-S1 |  | Permanently Out of Use |  |  | Other
9-102271 | RED HILL UNDERGROUND STORAGE | TANK 1-20 | Pearl Harbor | HI | 96860 | U.S. DEPT OF THE NAVY |  | Pearl Harbor | HI | 96860 | F-19 | 1941-05-01 | Temporarily out of Use |  | 12707520 | Other
9-102271 | RED HILL UNDERGROUND STORAGE | TANK 1-20 | Pearl Harbor | HI | 96860 | U.S. DEPT OF THE NAVY |  | Pearl Harbor | HI | 96860 | F-12 | 1941-05-01 | Currently in Use |  | 12694500 | Diesel
9-102271 | RED HILL UNDERGROUND STORAGE | TANK 1-20 | Pearl Harbor | HI | 96860 | U.S. DEPT OF THE NAVY |  | Pearl Harbor | HI | 96860 | F-13 | 1941-05-01 | Currently in Use |  | 12714408 | Diesel
9-102271 | RED HILL UNDERGROUND STORAGE | TANK 1-20 | Pearl Harbor | HI | 96860 | U.S. DEPT OF THE NAVY |  | Pearl Harbor | HI | 96860 | F-14 | 1941-05-01 | Currently in Use |  | 12719532 | Diesel
9-102271 | RED HILL UNDERGROUND STORAGE | TANK 1-20 | Pearl Harbor | HI | 96860 | U.S. DEPT OF THE NAVY |  | Pearl Harbor | HI | 96860 | F-15 | 1941-05-01 | Currently in Use |  | 12706515 | Diesel
9-102271 | RED HILL UNDERGROUND STORAGE | TANK 1-20 | Pearl Harbor | HI | 96860 | U.S. DEPT OF THE NAVY |  | Pearl Harbor | HI | 96860 | F-16 | 1941-05-01 | Currently in Use |  | 12702900 | Diesel
9-102271 | RED HILL UNDERGROUND STORAGE | TANK 1-20 | Pearl Harbor | HI | 96860 | U.S. DEPT OF THE NAVY |  | Pearl Harbor | HI | 96860 | F-17 | 1941-05-01 | Currently in Use |  | 12712392 | Other
9-102271 | RED HILL UNDERGROUND STORAGE | TANK 1-20 | Pearl Harbor | HI | 96860 | U.S. DEPT OF THE NAVY |  | Pearl Harbor | HI | 96860 | F-18 | 1941-05-01 | Currently in Use |  | 12712644 | Other
9-102271 | RED HILL UNDERGROUND STORAGE | TANK 1-20 | Pearl Harbor | HI | 96860 | U.S. DEPT OF THE NAVY |  | Pearl Harbor | HI | 96860 | F-9 | 1941-05-01 | Currently in Use |  | 12702900 | Diesel
9-102271 | RED HILL UNDERGROUND STORAGE | TANK 1-20 | Pearl Harbor | HI | 96860 | U.S. DEPT OF THE NAVY |  | Pearl Harbor | HI | 96860 | F-11 | 1941-05-01 | Currently in Use |  | 12715962 | Diesel
9-102271 | RED HILL UNDERGROUND STORAGE | TANK 1-20 | Pearl Harbor | HI | 96860 | U.S. DEPT OF THE NAVY |  | Pearl Harbor | HI | 96860 | F-8 | 1941-05-01 | Currently in Use |  | 12680976 | Diesel
9-102271 | RED HILL UNDERGROUND STORAGE | TANK 1-20 | Pearl Harbor | HI | 96860 | U.S. DEPT OF THE NAVY |  | Pearl Harbor | HI | 96860 | F-2 | 1941-05-01 | Currently in Use |  | 11986254 | Other
9-102271 | RED HILL UNDERGROUND STORAGE | TANK 1-20 | Pearl Harbor | HI | 96860 | U.S. DEPT OF THE NAVY |  | Pearl Harbor | HI | 96860 | F-7 | 1943-05-02 | Currently in Use |  | 12703320 | Diesel
9-102271 | RED HILL UNDERGROUND STORAGE | TANK 1-20 | Pearl Harbor | HI | 96860 | U.S. DEPT OF THE NAVY |  | Pearl Harbor | HI | 96860 | F-6 | 1941-05-01 | Currently in Use |  | 12695012 | Other
9-102271 | RED HILL UNDERGROUND STORAGE | TANK 1-20 | Pearl Harbor | HI | 96860 | U.S. DEPT OF THE NAVY |  | Pearl Harbor | HI | 96860 | F-20 | 1941-05-01 | Currently in Use |  | 12704916 | Other
9-102271 | RED HILL UNDERGROUND STORAGE | TANK 1-20 | Pearl Harbor | HI | 96860 | U.S. DEPT OF THE NAVY |  | Pearl Harbor | HI | 96860 | F-5 | 1941-05-01 | Currently in Use |  | 12697986 | Other
9-102271 | RED HILL UNDERGROUND STORAGE | TANK 1-20 | Pearl Harbor | HI | 96860 | U.S. DEPT OF THE NAVY |  | Pearl Harbor | HI | 96860 | F-10 | 1941-05-01 | Currently in Use |  | 12698700 | Diesel
9-102271 | RED HILL UNDERGROUND STORAGE | TANK 1-20 | Pearl Harbor | HI | 96860 | U.S. DEPT OF THE NAVY |  | Pearl Harbor | HI | 96860 | F-1 | 1941-05-01 | Temporarily out of Use |  | 12001164 | Other
9-102271 | RED HILL UNDERGROUND STORAGE | TANK 1-20 | Pearl Harbor | HI | 96860 | U.S. DEPT OF THE NAVY |  | Pearl Harbor | HI | 96860 | F-3 | 1941-05-01 | Currently in Use |  | 11980332 | Other
9-102271 | RED HILL UNDERGROUND STORAGE | TANK 1-20 | Pearl Harbor | HI | 96860 | U.S. DEPT OF THE NAVY |  | Pearl Harbor | HI | 96860 | F-4 | 1941-05-01 | Currently in Use |  | 11980332 | Other
9-103062 | FORT SHAFTER | TANK 121-1 | Fort Shafter | HI | 96858 | U.S. ARMY 25TH ID (L) & USARHAW | US ARMY SUPPORT COMMAND, HAWAII | Fort Shafter | HI | 96858 | R-121-1 |  | Permanently Out of Use | 1998-06-08 | 550 | Diesel
9-103043 | HICKAM AIR FORCE BASE | TANK 1250, 1257 | Hickam Air Force Base | HI | 96853 | US Air Force | 75 H Street | Hickam Air Force Base | HI | 96853 | r-1250a |  | Permanently out of Use |  | 25000
9-103043 | HICKAM AIR FORCE BASE | TANK 1250, 1257 | Hickam Air Force Base | HI | 96853 | US Air Force | 75 H Street | Hickam Air Force Base | HI | 96853 | r-1257a | 1945-01-01 | Permanently out of Use | 2011-04-13 | 5000 | Other
9-103043 | HICKAM AIR FORCE BASE | TANK 1250, 1257 | Hickam Air Force Base | HI | 96853 | US Air Force | 75 H Street | Hickam Air Force Base | HI | 96853 | r-1257b | 1945-01-01 | Permanently out of Use | 2011-04-13 | 5000 | Other
9-103043 | HICKAM AIR FORCE BASE | TANK 1250, 1257 | Hickam Air Force Base | HI | 96853 | US Air Force | 75 H Street | Hickam Air Force Base | HI | 96853 | r-1250b |  | Permanently out of Use |  | 25000
9-700637 | PACIFIC MISSILE RANGE FACILITY | TANK 1262, 101 | Kekaha | HI | 96752 | US NAVY - COMNAVREG - HI | 850 Ticonderoga Street, Suite 110 | Kekaha | HI | 96752 | R-1262 | 1973-04-28 | Permanently Out of Use | 1996-09-04 | 2000 | Diesel
9-202370 | NAVAL MAGAZINE LUALUALEI - WAIKELE BRANCH | TANK 126-T1, 126-S1 BLDG 126 | Waipahu | HI | 96797 | NAVAL MAGAZINE LUALUALEI | 3 CONSTELLATION ST | Waipahu | HI | 96797 | 126-S1 | 1968-04-08 | Permanently Out of Use |  |  | Used Oil
9-202370 | NAVAL MAGAZINE LUALUALEI - WAIKELE BRANCH | TANK 126-T1, 126-S1 BLDG 126 | Waipahu | HI | 96797 | NAVAL MAGAZINE LUALUALEI | 3 CONSTELLATION ST | Waipahu | HI | 96797 | R-126-T1 | 1968-04-08 | Permanently Out of Use | 1992-06-09 | 1500 | Diesel
9-701599 | PACIFIC MISSILE RANGE FACILITY | TANK 1276 | Kekaha | HI | 96752 | US NAVY - COMNAVREG - HI | 850 Ticonderoga Street, Suite 110 | Kekaha | HI | 96752 | R-1276 | 1984-12-07 | Permanently Out of Use | 1996-09-11 | 285 | Used Oil
9-701318 | PACIFIC MISSILE RANGE FACILITY | TANK 1291a (aka 1265) & 1291b (aka 1266) KAUMUALII HWY 50, 32 MILES WEST | Kekaha | HI | 96752 | US Navy - Commandar Navy Region Hawaii | 850 Ticonderoga Street, Suite 110 | Kekaha | HI | 96752 | R-1265 | 1974-04-28 | Permanently Out of Use | 1996-05-15 | 3000 | Gasoline
9-701318 | PACIFIC MISSILE RANGE FACILITY | TANK 1291a (aka 1265) & 1291b (aka 1266) KAUMUALII HWY 50, 32 MILES WEST | Kekaha | HI | 96752 | US Navy - Commander Navy Region Hawaii | 850 Ticonderoga St, Suite 110, Code N45 | Kekaha | HI | 96752 | R-1265 | 1974-04-28 | Permanently Out of Use | 1996-05-15 | 3000 | Gasoline
9-701318 | PACIFIC MISSILE RANGE FACILITY | TANK 1291a (aka 1265) & 1291b (aka 1266) KAUMUALII HWY 50, 32 MILES WEST | Kekaha | HI | 96752 | US Navy - Commander Navy Region Hawaii | 850 Ticonderoga St, Suite 110, Code N45 | Kekaha | HI | 96752 | 1291b | 1996-06-01 | Currently In Use |  | 5000 | Gasoline
9-701318 | PACIFIC MISSILE RANGE FACILITY | TANK 1291a (aka 1265) & 1291b (aka 1266) KAUMUALII HWY 50, 32 MILES WEST | Kekaha | HI | 96752 | US Navy - Commandar Navy Region Hawaii | 850 Ticonderoga Street, Suite 110 | Kekaha | HI | 96752 | 1291a | 1996-06-01 | Currently In Use |  | 5000 | Gasoline
9-701318 | PACIFIC MISSILE RANGE FACILITY | TANK 1291a (aka 1265) & 1291b (aka 1266) KAUMUALII HWY 50, 32 MILES WEST | Kekaha | HI | 96752 | US Navy - Commander Navy Region Hawaii | 850 Ticonderoga St, Suite 110, Code N45 | Kekaha | HI | 96752 | R-1266 | 1974-04-28 | Permanently Out of Use | 1996-05-15 | 3000 | Gasoline
9-701318 | PACIFIC MISSILE RANGE FACILITY | TANK 1291a (aka 1265) & 1291b (aka 1266) KAUMUALII HWY 50, 32 MILES WEST | Kekaha | HI | 96752 | US Navy - Commander Navy Region Hawaii | 850 Ticonderoga St, Suite 110, Code N45 | Kekaha | HI | 96752 | 1291a | 1996-06-01 | Currently In Use |  | 5000 | Gasoline
9-701318 | PACIFIC MISSILE RANGE FACILITY | TANK 1291a (aka 1265) & 1291b (aka 1266) KAUMUALII HWY 50, 32 MILES WEST | Kekaha | HI | 96752 | US Navy - Commandar Navy Region Hawaii | 850 Ticonderoga Street, Suite 110 | Kekaha | HI | 96752 | 1291b | 1996-06-01 | Currently In Use |  | 5000 | Gasoline
9-701318 | PACIFIC MISSILE RANGE FACILITY | TANK 1291a (aka 1265) & 1291b (aka 1266) KAUMUALII HWY 50, 32 MILES WEST | Kekaha | HI | 96752 | US Navy - Commandar Navy Region Hawaii | 850 Ticonderoga Street, Suite 110 | Kekaha | HI | 96752 | R-1266 | 1974-04-28 | Permanently Out of Use | 1996-05-15 | 3000 | Gasoline
9-103063 | FORT SHAFTER | TANK 1512-1 aka 1507 Loop Rd. | Fort Shafter | HI | 96858 | U.S. ARMY GARRISON-Hawaii | 947 Wright Ave, Bldg 104 WAAF | Fort Shafter | HI | 96858 | r-1512-1 |  | Permanently out of Use | 2011-12-19 | 650 | Used Oil
9-103129 | HICKAM AIR FORCE BASE | TANK 165 | Hickam Air Force Base | HI | 96853 | U.S. AIR FORCE |  | Hickam Air Force Base | HI | 96853 | R-1 |  | Permanently Out of Use | 1995-11-16 | 280 | Other
9-103130 | HICKAM AIR FORCE BASE | TANK 166 | Hickam Air Force Base | HI | 96853 | U.S. AIR FORCE |  | Hickam Air Force Base | HI | 96853 | R-166 |  | Permanently Out of Use | 1995-11-21 | 280 | Other
9-101959 | PEARL HARBOR NAVAL SHIPYARD | TANK 18 | Pearl Harbor | HI | 96860 | PEARL HARBOR NAVAL SHIPYARD | 401 AVE E SUITE CODE 106.3 | Pearl Harbor | HI | 96860 | R-18 | 1973-04-15 | Permanently Out of Use | 1995-11-01 | 500 | Diesel
9-202359 | NAVAL MAGAZINE LUALUALEI - WEST LOCH BRANCH | TANK 18&G | Lualualei | HI | 96792 | NAVAL MAGAZINE LUALUALEI | 3 CONSTELLATION ST | Lualualei | HI | 96792 | R-181G |  | Permanently Out of Use | 1995-05-15 | 1000 | Diesel
9-103741 | WHEELER ARMY AIRFIELD | TANK 204 | Wheeler Army Airfield | HI | 96854 | U.S. ARMY 25TH ID (L) & USARHAW | US ARMY SUPPORT COMMAND, HAWAII | Wheeler Army Airfield | HI | 96854 | R-M-204 |  | Permanently Out of Use | 2002-02-13 | 1000 | Diesel
9-103026 | PEARL HARBOR NAVAL SHIPYARD | TANK 21 BLDG 4/4A | Pearl Harbor | HI | 96860 | PEARL HARBOR NAVAL SHIPYARD | 401 AVE E SUITE CODE 106.3 | Pearl Harbor | HI | 96860 | R-21 |  | Permanently Out of Use | 1995-07-01 | 1000 | Other
9-103027 | PEARL HARBOR NAVAL SHIPYARD | TANK 22 | Pearl Harbor | HI | 96860 | PEARL HARBOR NAVAL SHIPYARD | 401 AVE E SUITE CODE 106.3 | Pearl Harbor | HI | 96860 | R-22 |  | Permanently Out of Use | 1995-11-01 | 1000 | Diesel
9-103028 | PEARL HARBOR NAVAL SHIPYARD | TANK 23 | Pearl Harbor | HI | 96860 | PEARL HARBOR NAVAL SHIPYARD | 401 AVE E SUITE CODE 106.3 | Pearl Harbor | HI | 96860 | R-23 |  | Permanently Out of Use | 1995-11-01 | 1000 | Other
9-103029 | PEARL HARBOR NAVAL SHIPYARD | TANK 24 | Pearl Harbor | HI | 96860 | PEARL HARBOR NAVAL SHIPYARD | 401 AVE E SUITE CODE 106.3 | Pearl Harbor | HI | 96860 | R-24 |  | Permanently Out of Use | 1995-11-01 | 550 | Other
9-103048 | SCHOFIELD BARRACKS | TANK 2465-1, 2465-5 BLDG 2466 | Schofield Barracks | HI | 96857 | U.S. ARMY SUPPORT COMMAND, HAWAII |  | Schofield Barracks | HI | 96857 | R-2465-2 |  | Permanently Out of Use | 1994-03-29 | 5000 | Diesel
9-103048 | SCHOFIELD BARRACKS | TANK 2465-1, 2465-5 BLDG 2466 | Schofield Barracks | HI | 96857 | U.S. ARMY SUPPORT COMMAND, HAWAII |  | Schofield Barracks | HI | 96857 | R-2465-1 |  | Permanently Out of Use | 1994-03-29 | 5000 | Gasoline
9-103030 | PEARL HARBOR NAVAL SHIPYARD | TANK 25 | Pearl Harbor | HI | 96860 | PEARL HARBOR NAVAL SHIPYARD | 401 AVE E SUITE CODE 106.3 | Pearl Harbor | HI | 96860 | R-25 |  | Permanently Out of Use | 1993-08-01 | 1500 | Other
9-202362 | NAVAL MAGAZINE LUALUALEI - LUALUALEI BRANCH | TANK 258 BLDG 258 | Lualualei | HI | 96792 | NAVAL MAGAZINE LUALUALEI | 3 CONSTELLATION ST | Lualualei | HI | 96792 | R-258 | 1933-04-08 | Permanently Out of Use | 1992-04-01 | 1000 | Diesel
9-103031 | PEARL HARBOR NAVAL SHIPYARD | TANK 26 | Pearl Harbor | HI | 96860 | PEARL HARBOR NAVAL SHIPYARD | 401 AVE E SUITE CODE 106.3 | Pearl Harbor | HI | 96860 | R-26 |  | Permanently Out of Use | 1995-08-01 | 1500 | Other
9-103032 | PEARL HARBOR NAVAL SHIPYARD | TANK 27 BLDG 1444 | Pearl Harbor | HI | 96860 | PEARL HARBOR NAVAL SHIPYARD | 401 AVE E SUITE CODE 106.3 | Pearl Harbor | HI | 96860 | R-27 |  | Permanently Out of Use | 1995-11-01 | 1500 | Used Oil
9-103033 | PEARL HARBOR NAVAL SHIPYARD | TANK 28 | Pearl Harbor | HI | 96860 | PEARL HARBOR NAVAL SHIPYARD | 401 AVE E SUITE CODE 106.3 | Pearl Harbor | HI | 96860 | R-28 |  | Permanently Out of Use | 1995-08-01 | 1500 | Diesel
9-702202 | PACIFIC MISSILE RANGE FACILITY | TANK 281 KAUMUALII HWY, 50 32 MILES WEST | Kekaha | HI | 96752 | PACIFIC MISSILE RANGE FACILITY | P.O. BOX 128 | Kekaha | HI | 96752 | R-281 | 1966-04-28 | Permanently Out of Use | 1990-12-30 | 275 | Diesel
9-103162 | PEARL HARBOR NAVAL SHIPYARD | TANK 29, WELL NO 1 BLDG 1534 | Pearl Harbor | HI | 96860 | U.S. DEPT OF THE NAVY |  | Pearl Harbor | HI | 96860 | R-29 | 1974-06-01 | Permanently Out of Use | 1997-12-17 | 500 | Other
9-200997 | NAVAL MAGAZINE - LUALUALEI BRANCH | TANK 3 | Lualualei | HI | 96792 | NAVAL MAGAZINE LUALUALEI | 3 CONSTELLATION ST | Lualualei | HI | 96792 | R-3 |  | Permanently Out of Use | 1995-02-01 | 550 | Diesel
9-103324 | PEARL HARBOR NAVAL SHIPYARD | TANK 30, WELL NO 3 BLDG 1423 | Pearl Harbor | HI | 96860 | U.S. DEPT OF THE NAVY |  | Pearl Harbor | HI | 96860 | R-30 | 1974-06-01 | Permanently Out of Use | 1997-12-16 | 500 | Other
9-103325 | PEARL HARBOR NAVAL SHIPYARD | TANK 31, WELL NO 4 BLDG 1424 | Pearl Harbor | HI | 96860 | U.S. DEPT OF THE NAVY |  | Pearl Harbor | HI | 96860 | R-31 | 1974-06-01 | Permanently Out of Use | 1997-12-16 | 500 | Other
9-103326 | PEARL HARBOR NAVAL SHIPYARD | TANK 32, WELL NO 8 BLDG 1425 | Pearl Harbor | HI | 96860 | U.S. DEPT OF THE NAVY |  | Pearl Harbor | HI | 96860 | R-32 | 1974-06-01 | Permanently Out of Use | 1997-12-30 | 500 | Used Oil
9-202351 | NAVAL MAGAZINE LUALUALEI - WEST LOCH BRANCH | TANK 33A, 33B BLDG 33 | Lualualei | HI | 96792 | NAVAL MAGAZINE LUALUALEI | 3 CONSTELLATION ST | Lualualei | HI | 96792 | R-33A | 1942-04-08 | Permanently Out of Use | 1992-06-29 | 2300 | Diesel
9-202351 | NAVAL MAGAZINE LUALUALEI - WEST LOCH BRANCH | TANK 33A, 33B BLDG 33 | Lualualei | HI | 96792 | NAVAL MAGAZINE LUALUALEI | 3 CONSTELLATION ST | Lualualei | HI | 96792 | 33B | 1942-04-08 | Permanently Out of Use |  |  | Other
9-202363 | NAVAL MAGAZINE LUALUALEI - LUALUALEI BRANCH | TANK 399-T1, 399-S1 BLDG 399 | Lualualei | HI | 96792 | NAVAL MAGAZINE LUALUALEI | 3 CONSTELLATION ST | Lualualei | HI | 96792 | R-399-T1 | 1950-04-08 | Permanently Out of Use | 1992-04-01 | 3000 | Diesel
9-202363 | NAVAL MAGAZINE LUALUALEI - LUALUALEI BRANCH | TANK 399-T1, 399-S1 BLDG 399 | Lualualei | HI | 96792 | NAVAL MAGAZINE LUALUALEI | 3 CONSTELLATION ST | Lualualei | HI | 96792 | 399-S1 | 1950-04-08 | Permanently Out of Use |  | 1000 | Other
9-103042 | HICKAM AIR FORCE BASE | TANK 422, 936, 1046, 1152, 3023 AND AVPA | Hickam Air Force Base | HI | 96853 | U.S. AIR FORCE |  | Hickam Air Force Base | HI | 96853 | R-AVPA |  | Permanently Out of Use | 2001-08-02 | 3000 | Not Listed
9-700902 | PACIFIC MISSILE RANGE FACILITY | TANK 425 KAUMUALII HWY, 50 32 MILES WEST | Kekaha | HI | 96752 | PACIFIC MISSILE RANGE FACILITY | P.O. BOX 128 | Kekaha | HI | 96752 | R-425 | 1977-04-28 | Permanently Out of Use |  | 200 | Used Oil
9-202352 | NAVAL MAGAZINE LUALUALEI - WEST LOCH BRANCH | TANK 43 BLDG 43 | Lualualei | HI | 96792 | NAVAL MAGAZINE LUALUALEI | 3 CONSTELLATION ST | Lualualei | HI | 96792 | R-43 |  | Permanently Out of Use | 1992-06-24 | 750 | Diesel
9-700723 | PACIFIC MISSILE RANGE FACILITY | TANK 437 KAUMUALII HWY, 50 32 MILES WEST | Kekaha | HI | 96752 | PACIFIC MISSILE RANGE FACILITY | P.O. BOX 128 | Kekaha | HI | 96752 | R-437 | 1977-04-28 | Permanently Out of Use |  | 5000 | Other
9-202364 | NAVAL MAGAZINE LUALUALEI - LUALUALEI BRANCH | TANK 442-T1, 442-S1 BLDG 442 | Lualualei | HI | 96792 | NAVAL MAGAZINE LUALUALEI | 3 CONSTELLATION ST | Lualualei | HI | 96792 | R-442-T1 | 1953-04-08 | Permanently Out of Use | 1992-05-14 | 500 | Diesel
9-202364 | NAVAL MAGAZINE LUALUALEI - LUALUALEI BRANCH | TANK 442-T1, 442-S1 BLDG 442 | Lualualei | HI | 96792 | NAVAL MAGAZINE LUALUALEI | 3 CONSTELLATION ST | Lualualei | HI | 96792 | 442-S1 | 1953-04-08 | Permanently Out of Use |  |  | Other
9-202365 | NAVAL MAGAZINE LUALUALEI - LUALUALEI BRANCH | TANK 479. 480, 481, 482 | Lualualei | HI | 96792 | NAVAL MAGAZINE LUALUALEI | 3 CONSTELLATION ST | Lualualei | HI | 96792 | R-482 | 1943-04-09 | Permanently Out of Use | 1995-03-01 | 25000 | Gasoline
9-202365 | NAVAL MAGAZINE LUALUALEI - LUALUALEI BRANCH | TANK 479. 480, 481, 482 | Lualualei | HI | 96792 | NAVAL MAGAZINE LUALUALEI | 3 CONSTELLATION ST | Lualualei | HI | 96792 | R-479 | 1943-04-09 | Permanently Out of Use | 1995-03-01 | 25000 | Diesel
9-202365 | NAVAL MAGAZINE LUALUALEI - LUALUALEI BRANCH | TANK 479. 480, 481, 482 | Lualualei | HI | 96792 | NAVAL MAGAZINE LUALUALEI | 3 CONSTELLATION ST | Lualualei | HI | 96792 | R-480 | 1943-04-09 | Permanently Out of Use | 1995-03-01 | 25000 | Diesel
9-202365 | NAVAL MAGAZINE LUALUALEI - LUALUALEI BRANCH | TANK 479. 480, 481, 482 | Lualualei | HI | 96792 | NAVAL MAGAZINE LUALUALEI | 3 CONSTELLATION ST | Lualualei | HI | 96792 | R-481 | 1943-04-09 | Permanently Out of Use | 1995-03-01 | 25000 | Gasoline
9-202353 | NAVAL MAGAZINE LUALUALEI - WEST LOCH BRANCH | TANK 49 BLDG 49 | Lualualei | HI | 96792 | NAVAL MAGAZINE LUALUALEI | 3 CONSTELLATION ST | Lualualei | HI | 96792 | R-49 | 1943-04-09 | Permanently Out of Use | 1992-06-24 | 750 | Diesel
9-701304 | PACIFIC MISSILE RANGE FACILITY | TANK 519 TO 527, 543 32 MILES WEST on 0KAUMUALII HWY | Kekaha | HI | 96752 | US NAVY - COMNAVREG - HI | 850 Ticonderoga Street, Suite 110 | Kekaha | HI | 96752 | F-524 | 1942-04-28 | Currently in Use |  | 50000 | Other
9-701304 | PACIFIC MISSILE RANGE FACILITY | TANK 519 TO 527, 543 32 MILES WEST on 0KAUMUALII HWY | Kekaha | HI | 96752 | US NAVY - COMNAVREG - HI | 850 Ticonderoga Street, Suite 110 | Kekaha | HI | 96752 | 543 | 1981-04-28 | Permanently Out of Use |  | 10000 | Gasoline
9-701304 | PACIFIC MISSILE RANGE FACILITY | TANK 519 TO 527, 543 32 MILES WEST on 0KAUMUALII HWY | Kekaha | HI | 96752 | US NAVY - COMNAVREG - HI | 850 Ticonderoga Street, Suite 110 | Kekaha | HI | 96752 | F-525 | 1942-04-28 | Currently in Use |  | 50000 | Other
9-701304 | PACIFIC MISSILE RANGE FACILITY | TANK 519 TO 527, 543 32 MILES WEST on 0KAUMUALII HWY | Kekaha | HI | 96752 | US NAVY - COMNAVREG - HI | 850 Ticonderoga Street, Suite 110 | Kekaha | HI | 96752 | F-523 | 1942-04-28 | Currently in Use |  | 50000 | Other
9-701304 | PACIFIC MISSILE RANGE FACILITY | TANK 519 TO 527, 543 32 MILES WEST on 0KAUMUALII HWY | Kekaha | HI | 96752 | US NAVY - COMNAVREG - HI | 850 Ticonderoga Street, Suite 110 | Kekaha | HI | 96752 | F-522 | 1942-04-28 | Currently in Use |  | 50000 | Other
9-701304 | PACIFIC MISSILE RANGE FACILITY | TANK 519 TO 527, 543 32 MILES WEST on 0KAUMUALII HWY | Kekaha | HI | 96752 | US NAVY - COMNAVREG - HI | 850 Ticonderoga Street, Suite 110 | Kekaha | HI | 96752 | F-527 | 1942-04-28 | Currently in Use |  | 50000 | Other
9-701304 | PACIFIC MISSILE RANGE FACILITY | TANK 519 TO 527, 543 32 MILES WEST on 0KAUMUALII HWY | Kekaha | HI | 96752 | US NAVY - COMNAVREG - HI | 850 Ticonderoga Street, Suite 110 | Kekaha | HI | 96752 | F-520 | 1942-04-28 | Currently in Use |  | 50000 | Other
9-701304 | PACIFIC MISSILE RANGE FACILITY | TANK 519 TO 527, 543 32 MILES WEST on 0KAUMUALII HWY | Kekaha | HI | 96752 | US NAVY - COMNAVREG - HI | 850 Ticonderoga Street, Suite 110 | Kekaha | HI | 96752 | F-526 | 1942-04-28 | Currently in Use |  | 50000 | Other
9-701304 | PACIFIC MISSILE RANGE FACILITY | TANK 519 TO 527, 543 32 MILES WEST on 0KAUMUALII HWY | Kekaha | HI | 96752 | US NAVY - COMNAVREG - HI | 850 Ticonderoga Street, Suite 110 | Kekaha | HI | 96752 | F-519 | 1942-04-28 | Currently in Use |  | 50000 | Other
9-701304 | PACIFIC MISSILE RANGE FACILITY | TANK 519 TO 527, 543 32 MILES WEST on 0KAUMUALII HWY | Kekaha | HI | 96752 | US NAVY - COMNAVREG - HI | 850 Ticonderoga Street, Suite 110 | Kekaha | HI | 96752 | F-521 | 1942-04-28 | Currently in Use |  | 50000 | Other
9-700483 | PACIFIC MISSILE RANGE FACILITY | TANK 528 KAUMUALII HWY, 50 32 MILES WEST | Kekaha | HI | 96752 | PACIFIC MISSILE RANGE FACILITY | P.O. BOX 128 | Kekaha | HI | 96752 | R-F-528 | 1942-04-28 | Permanently Out of Use | 1990-12-01 | 200000 | Other
9-102638 | NAVAL MEDCIAL CLINIC | TANK 53 | Pearl Harbor | HI | 96860 | NAVAL MEDICAL CLINIC, PEARL HARBOR | ATTN: CHIEF SCHILLING 480 CENTRAL AVE | Pearl Harbor | HI | 96860 | R-53 | 1985-02-01 | Permanently Out of Use | 1994-05-01 | 890 | Diesel
9-202356 | NAVAL MAGAZINE LUALUALEI - WEST LOCH BRANCH | TANK 541 BLDG 541 | Lualualei | HI | 96792 | NAVAL MAGAZINE LUALUALEI | 3 CONSTELLATION ST | Lualualei | HI | 96792 | R-541 | 1984-04-08 | Permanently Out of Use | 1995-04-05 | 4000 | Diesel
9-202357 | NAVAL MAGAZINE LUALUALEI - WEST LOCH BRANCH | TANK 542 | Lualualei | HI | 96792 | NAVAL MAGAZINE LUALUALEI | 3 CONSTELLATION ST | Lualualei | HI | 96792 | R-542 | 1978-04-08 | Permanently Out of Use | 1995-04-01 | 4000 | Diesel
9-202358 | NAVAL MAGAZINE LUALUALEI - WEST LOCH BRANCH | TANK 604 BLDG 604 | Lualualei | HI | 96792 | NAVAL MAGAZINE LUALUALEI | 3 CONSTELLATION ST | Lualualei | HI | 96792 | R-604 | 1981-04-08 | Permanently Out of Use | 1995-04-01 | 1000 | Diesel
9-103047 | SCHOFIELD BARRACKS | TANK 699-1 | Schofield Barracks | HI | 96857 | U.S. ARMY SUPPORT COMMAND, HAWAII |  | Schofield Barracks | HI | 96857 | r-699-1 |  | Permanently out of Use | 1994-05-04 | 1000 | Diesel
9-701433 | PACIFIC MISSILE RANGE FACILITY | TANK 711-A, TANK 711-B KAUMUALII HWY, 50 32 MILES WEST | Kekaha | HI | 96752 | PACIFIC MISSILE RANGE FACILITY | P.O. BOX 128 | Kekaha | HI | 96752 | R-711-A | 1965-04-28 | Permanently Out of Use | 1990-12-07 | 5000 | Diesel
9-701433 | PACIFIC MISSILE RANGE FACILITY | TANK 711-A, TANK 711-B KAUMUALII HWY, 50 32 MILES WEST | Kekaha | HI | 96752 | PACIFIC MISSILE RANGE FACILITY | P.O. BOX 128 | Kekaha | HI | 96752 | R-711-B | 1965-04-28 | Permanently Out of Use | 1990-12-13 | 5000 | Diesel
9-202369 | NAVAL MAGAZINE LUALUALEI - WAIKELE BRANCH | TANK 75-T1, 75-T2 BLDG 75 | Waipahu | HI | 96797 | NAVAL MAGAZINE LUALUALEI | 3 CONSTELLATION ST | Waipahu | HI | 96797 | R-75-T2 | 1954-04-08 | Permanently Out of Use | 1992-06-01 | 2000 | Diesel
9-202369 | NAVAL MAGAZINE LUALUALEI - WAIKELE BRANCH | TANK 75-T1, 75-T2 BLDG 75 | Waipahu | HI | 96797 | NAVAL MAGAZINE LUALUALEI | 3 CONSTELLATION ST | Waipahu | HI | 96797 | R-75-T1 | 1954-04-08 | Permanently Out of Use | 1992-06-08 | 2000 | Diesel
9-103058 | WHEELER ARMY AIR FIELD | TANK 800-2, 800-3 | Wheeler Army Airfield | HI | 96854 | U.S. ARMY GARRISON | DIRECTORATE OF PUBLIC WORKS ENVIRONMENTAL SECTION | Wheeler Army Airfield | HI | 96854 | R-800-2 |  | Permanently Out of Use | 1994-02-22 | 1500 | Diesel
9-103058 | WHEELER ARMY AIR FIELD | TANK 800-2, 800-3 | Wheeler Army Airfield | HI | 96854 | U.S. ARMY GARRISON | DIRECTORATE OF PUBLIC WORKS ENVIRONMENTAL SECTION | Wheeler Army Airfield | HI | 96854 | R-800-3 |  | Permanently Out of Use | 1994-02-11 | 5000 | Diesel
9-602934 | KILAUEA MILITARY CAMP | TANK 88-1 AND 36-1 | Kilauea Military Camp | HI | 96718 | U.S. ARMY SUPPORT COMMAND, HAWAII DPW | BLDG 105, WHEELER ARMY AIRFIELD | Kilauea Military Camp | HI | 96718 | R-88-1 |  | Permanently Out of Use | 1994-05-11 | 550 | Diesel
9-602934 | KILAUEA MILITARY CAMP | TANK 88-1 AND 36-1 | Kilauea Military Camp | HI | 96718 | U.S. ARMY SUPPORT COMMAND, HAWAII DPW | BLDG 105, WHEELER ARMY AIRFIELD | Kilauea Military Camp | HI | 96718 | R-36-1 |  | Permanently Out of Use | 1994-05-10 | 550 | Diesel
9-103259 | NAVAL AIR STATION - FORD ISLAND | TANK 93, 94, 95, 96 NEAR WHARVES F-1 AND F-12 BLDG 451 | Pearl Harbor | HI | 96860 | COMMANDING OFFICIER | NAVAL STATION PEARL HARBOR BOX 21 | Pearl Harbor | HI | 96860 | R-NS93 | 1942-01-01 | Permanently Out of Use | 1998-12-01 | 6000 | Gasoline
9-103259 | NAVAL AIR STATION - FORD ISLAND | TANK 93, 94, 95, 96 NEAR WHARVES F-1 AND F-12 BLDG 451 | Pearl Harbor | HI | 96860 | COMMANDING OFFICIER | NAVAL STATION PEARL HARBOR BOX 21 | Pearl Harbor | HI | 96860 | R-NS-95 | 1942-01-01 | Permanently Out of Use | 1998-10-28 | 6000 | Other
9-103259 | NAVAL AIR STATION - FORD ISLAND | TANK 93, 94, 95, 96 NEAR WHARVES F-1 AND F-12 BLDG 451 | Pearl Harbor | HI | 96860 | COMMANDING OFFICIER | NAVAL STATION PEARL HARBOR BOX 21 | Pearl Harbor | HI | 96860 | R-NS-96 | 1942-01-01 | Permanently Out of Use | 1998-10-28 | 6000 | Other
9-103259 | NAVAL AIR STATION - FORD ISLAND | TANK 93, 94, 95, 96 NEAR WHARVES F-1 AND F-12 BLDG 451 | Pearl Harbor | HI | 96860 | COMMANDING OFFICIER | NAVAL STATION PEARL HARBOR BOX 21 | Pearl Harbor | HI | 96860 | R-NS94 | 1942-01-01 | Permanently Out of Use | 1998-12-01 | 6000 | Gasoline
9-103158 | SCHOFIELD BARRACKS | TANK 949-1 | Schofield Barracks | HI | 96857 | U.S. ARMY GARRISON | DIRECTORATE OF PUBLIC WORKS ENVIRONMENTAL SECTION | Schofield Barracks | HI | 96857 | R-949-1 |  | Permanently Out of Use | 1996-04-26 | 500 | Used Oil
9-102231 | NAVAL AIR STATION - BARBERS POINT | TANK BP21, BLDG 91 | Barbers Point Naval Air Station | HI | 96862 | U.S. DEPT OF THE NAVY |  | Barbers Point Naval Air Station | HI | 96862 | R-F-BP21 | 1943-04-22 | Permanently Out of Use | 1996-10-01 | 1100 | Other
9-102233 | NAVAL AIR STATION - BARBERS POINT | TANK BP22, BP23 BLDG 110 | Barbers Point Naval Air Station | HI | 96862 | U.S. DEPT OF THE NAVY |  | Barbers Point Naval Air Station | HI | 96862 | R-E-BP22 | 1984-04-21 | Permanently Out of Use | 1996-09-20 | 163 | Diesel
9-102233 | NAVAL AIR STATION - BARBERS POINT | TANK BP22, BP23 BLDG 110 | Barbers Point Naval Air Station | HI | 96862 | U.S. DEPT OF THE NAVY |  | Barbers Point Naval Air Station | HI | 96862 | R-BP23 | 1984-04-21 | Permanently Out of Use | 1996-09-20 | 375 | Diesel
9-102237 | NAVAL AIR STATION - BARBERS POINT | TANK BP41, BP42, BLDG 175 | Barbers Point Naval Air Station | HI | 96862 | U.S. DEPT OF THE NAVY |  | Barbers Point Naval Air Station | HI | 96862 | R-BP41 | 1960-04-21 | Permanently Out of Use | 1992-01-30 | 10000 | Other
9-102237 | NAVAL AIR STATION - BARBERS POINT | TANK BP41, BP42, BLDG 175 | Barbers Point Naval Air Station | HI | 96862 | U.S. DEPT OF THE NAVY |  | Barbers Point Naval Air Station | HI | 96862 | R-BP42 | 1960-04-21 | Permanently Out of Use | 1992-01-29 | 10000 | Other
9-102238 | NAVAL AIR STATION - BARBERS POINT | TANK BP43, BP44, BLDG 680 | Barbers Point Naval Air Station | HI | 96862 | U.S. DEPT OF THE NAVY |  | Barbers Point Naval Air Station | HI | 96862 | R-BP43 | 1947-04-22 | Permanently Out of Use | 1992-02-05 | 6000 | Gasoline
9-102238 | NAVAL AIR STATION - BARBERS POINT | TANK BP43, BP44, BLDG 680 | Barbers Point Naval Air Station | HI | 96862 | U.S. DEPT OF THE NAVY |  | Barbers Point Naval Air Station | HI | 96862 | R-BP44 | 1947-04-22 | Permanently Out of Use | 1992-02-05 | 5000 | Gasoline
9-102244 | NAVAL AIR STATION - BARBERS POINT | TANK BP53, BLDG 947 | Barbers Point Naval Air Station | HI | 96862 | U.S. DEPT OF THE NAVY |  | Barbers Point Naval Air Station | HI | 96862 | R-BP53 | 1964-04-21 | Permanently Out of Use | 1996-08-29 | 600 | Diesel
9-102246 | NAVAL AIR STATION - BARBERS POINT | TANK BP56, BLDG 1667 | Barbers Point Naval Air Station | HI | 96862 | U.S. DEPT OF THE NAVY |  | Barbers Point Naval Air Station | HI | 96862 | R-BP56 | 1961-04-21 | Permanently Out of Use | 1992-04-01 | 1000 | Diesel
9-102247 | NAVAL AIR STATION - BARBERS POINT | TANK BP57, BLDG 1681 | Barbers Point Naval Air Station | HI | 96862 | U.S. DEPT OF THE NAVY |  | Barbers Point Naval Air Station | HI | 96862 | R-m-BP57 | 1964-04-21 | Permanently Out of Use | 1996-08-26 | 1000 | Diesel
9-102248 | NAVAL AIR STATION - BARBERS POINT | TANK BP58, BLDG 1744 TARAWA RD | Barbers Point Naval Air Station | HI | 96862 | U.S. DEPT OF THE NAVY |  | Barbers Point Naval Air Station | HI | 96862 | R-BP58 | 1967-04-22 | Permanently Out of Use | 1996-08-30 | 200 | Diesel
9-102254 | NAVAL AIR STATION - BARBERS POINT | TANK BP64, BP65, BLDG 1868 | Barbers Point Naval Air Station | HI | 96862 | U.S. DEPT OF THE NAVY |  | Barbers Point Naval Air Station | HI | 96862 | R-BP65 | 1944-11-11 | Permanently Out of Use | 1998-09-29 | 3000 | Other
9-102254 | NAVAL AIR STATION - BARBERS POINT | TANK BP64, BP65, BLDG 1868 | Barbers Point Naval Air Station | HI | 96862 | U.S. DEPT OF THE NAVY |  | Barbers Point Naval Air Station | HI | 96862 | R-BP64 | 1944-11-11 | Permanently Out of Use | 1992-01-29 | 4300 | Other
9-102241 | NAVAL AIR STATION - BARBERS POINT | Tank BP71, BP77 AND BP79 | Barbers Point Naval Air Station | HI | 96862 | U.S. DEPT OF THE NAVY |  | Barbers Point Naval Air Station | HI | 96862 | R-f-BP79 | 1942-01-01 | Permanently Out of Use | 1992-03-11 | 50000 | Other
9-102241 | NAVAL AIR STATION - BARBERS POINT | Tank BP71, BP77 AND BP79 | Barbers Point Naval Air Station | HI | 96862 | U.S. DEPT OF THE NAVY |  | Barbers Point Naval Air Station | HI | 96862 | R-f-BP77 | 1942-01-01 | Permanently Out of Use | 1992-03-11 | 25000 | Other
9-102241 | NAVAL AIR STATION - BARBERS POINT | Tank BP71, BP77 AND BP79 | Barbers Point Naval Air Station | HI | 96862 | U.S. DEPT OF THE NAVY |  | Barbers Point Naval Air Station | HI | 96862 | R-f-BP71 | 1942-01-01 | Permanently Out of Use | 1992-03-11 | 50000 | Other
9-102003 | NAVAL AIR STATION - BARBERS POINT | TANK BP72, BP73 | Barbers Point Naval Air Station | HI | 96862 | U.S. DEPT OF THE NAVY |  | Barbers Point Naval Air Station | HI | 96862 | R-BP72 |  | Permanently Out of Use | 1996-10-21 | 50000 | Other
9-102003 | NAVAL AIR STATION - BARBERS POINT | TANK BP72, BP73 | Barbers Point Naval Air Station | HI | 96862 | U.S. DEPT OF THE NAVY |  | Barbers Point Naval Air Station | HI | 96862 | R-BP73 |  | Permanently Out of Use | 1996-10-24 | 50000 | Other
9-102232 | NAVAL AIR STATION - BARBERS POINT | TANK BP75, BLDG 1265 | Barbers Point Naval Air Station | HI | 96862 | U.S. DEPT OF THE NAVY |  | Barbers Point Naval Air Station | HI | 96862 | r-BP75 |  | Permanently Out of Use | 1996-09-09 | 25000 | Gasoline
9-102236 | NAVAL AIR STATION - BARBERS POINT | TANK BP76, BLDG 1264 | Barbers Point Naval Air Station | HI | 96862 | U.S. DEPT OF THE NAVY |  | Barbers Point Naval Air Station | HI | 96862 | r-BP76 |  | Permanently Out of Use | 1996-09-09 | 25000 | Gasoline
9-102501 | NAVAL AIR STATION - BARBERS POINT | TANK BP86, BLDG 1874 | Barbers Point Naval Air Station | HI | 96862 | U.S. DEPT OF THE NAVY |  | Barbers Point Naval Air Station | HI | 96862 | R-BP86 | 1982-01-01 | Permanently Out of Use | 1998-12-04 | 550 | Used Oil
9-102915 | NAVAL AIR STATION - BARBERS POINT | TANK BP93, BLDG 1863 | Barbers Point Naval Air Station | HI | 96862 | U.S. DEPT OF THE NAVY |  | Barbers Point Naval Air Station | HI | 96862 | R-93 |  | Permanently Out of Use | 1996-09-10 | 500 | Used Oil
9-103052 | WHEELER ARMY AIR FIELD | TANK D1-1 | Wheeler Army Airfield | HI | 96854 | U.S. AIR FORCE |  | Wheeler Army Airfield | HI | 96854 | R-D1-1 |  | Permanently Out of Use | 1994-08-11 | 100000 | Other
9-103891 | Dept of the Air Force | Tank F-2068 and F--2069 | Hickam Air Force Base | HI | 96853 | US Air Force | 75 H Street | Hickam Air Force Base | HI | 96853 | r-f-2068 |  | Permanently out of Use | 2010-05-19 | 50000 | Other
9-103891 | Dept of the Air Force | Tank F-2068 and F--2069 | Hickam Air Force Base | HI | 96853 | US Air Force | 75 H Street | Hickam Air Force Base | HI | 96853 | r-f-2069 |  | Permanently out of Use | 2010-05-17 | 50000 | Other
9-102959 | JOHN RODGERS TANK FARM | TANK FARM | Hickam Air Force Base | HI | 96853 | U.S. AIR FORCE |  | Hickam Air Force Base | HI | 96853 | R-6-4 | 1941-01-01 | Permanently Out of Use | 1994-01-01 | 50000 | Other
9-102959 | JOHN RODGERS TANK FARM | TANK FARM | Hickam Air Force Base | HI | 96853 | U.S. AIR FORCE |  | Hickam Air Force Base | HI | 96853 | R-6-3 | 1941-01-01 | Permanently Out of Use | 1994-01-01 | 50000 | Other
9-102959 | JOHN RODGERS TANK FARM | TANK FARM | Hickam Air Force Base | HI | 96853 | U.S. AIR FORCE |  | Hickam Air Force Base | HI | 96853 | R-6-6 | 1941-01-01 | Permanently Out of Use | 1994-01-01 | 50000 | Other
9-102959 | JOHN RODGERS TANK FARM | TANK FARM | Hickam Air Force Base | HI | 96853 | U.S. AIR FORCE |  | Hickam Air Force Base | HI | 96853 | R-6-2 | 1941-01-01 | Permanently Out of Use | 1994-01-01 | 50000 | Other
9-102959 | JOHN RODGERS TANK FARM | TANK FARM | Hickam Air Force Base | HI | 96853 | U.S. AIR FORCE |  | Hickam Air Force Base | HI | 96853 | R-6-1 | 1941-01-01 | Permanently Out of Use | 1994-01-01 | 50000 | Other
9-102959 | JOHN RODGERS TANK FARM | TANK FARM | Hickam Air Force Base | HI | 96853 | U.S. AIR FORCE |  | Hickam Air Force Base | HI | 96853 | R-6-10 | 1941-01-01 | Permanently Out of Use | 1994-01-01 | 50000 | Other
9-102959 | JOHN RODGERS TANK FARM | TANK FARM | Hickam Air Force Base | HI | 96853 | U.S. AIR FORCE |  | Hickam Air Force Base | HI | 96853 | R-6-5 | 1941-01-01 | Permanently Out of Use | 1994-01-01 | 50000 | Other
9-102959 | JOHN RODGERS TANK FARM | TANK FARM | Hickam Air Force Base | HI | 96853 | U.S. AIR FORCE |  | Hickam Air Force Base | HI | 96853 | R-6-26 | 1941-01-01 | Permanently Out of Use | 1994-01-01 | 50000 | Other
9-102959 | JOHN RODGERS TANK FARM | TANK FARM | Hickam Air Force Base | HI | 96853 | U.S. AIR FORCE |  | Hickam Air Force Base | HI | 96853 | R-6-8 | 1941-01-01 | Permanently Out of Use | 1994-01-01 | 50000 | Other
9-102959 | JOHN RODGERS TANK FARM | TANK FARM | Hickam Air Force Base | HI | 96853 | U.S. AIR FORCE |  | Hickam Air Force Base | HI | 96853 | R-6-7 | 1941-01-01 | Permanently Out of Use | 1994-01-01 | 50000 | Other
9-102959 | JOHN RODGERS TANK FARM | TANK FARM | Hickam Air Force Base | HI | 96853 | U.S. AIR FORCE |  | Hickam Air Force Base | HI | 96853 | R-6-9 | 1941-01-01 | Permanently Out of Use | 1994-01-01 | 50000 | Other
9-102959 | JOHN RODGERS TANK FARM | TANK FARM | Hickam Air Force Base | HI | 96853 | U.S. AIR FORCE |  | Hickam Air Force Base | HI | 96853 | R-6-25 | 1941-01-01 | Permanently Out of Use | 1994-01-01 | 50000 | Other
9-103401 | KAHUKU TRAINING AIRFIELD | TANK KTA-LA1 | Schofield Barracks | HI | 96857 | U.S. ARMY 25TH ID (L) & USARHAW | US ARMY SUPPORT COMMAND, HAWAII | Schofield Barracks | HI | 96857 | R-KTA-LA1 |  | Permanently Out of Use | 1998-04-13 | 2000 | Diesel
9-103049 | SCHOFIELD BARRACKS | TANK MCM-01 | Schofield Barracks | HI | 96857 | U.S. ARMY SUPPORT COMMAND, HAWAII |  | Schofield Barracks | HI | 96857 | R-MCM-01 |  | Permanently Out of Use | 1994-04-27 | 500 | Diesel
9-202354 | NAVAL MAGAZINE LUALUALEI - WEST LOCH BRANCH | TANK Q339-T1, Q339-T2, Q339-S1 | Lualualei | HI | 96792 | NAVAL MAGAZINE LUALUALEI | 3 CONSTELLATION ST | Lualualei | HI | 96792 | Q339-S1 | 1944-04-08 | Permanently Out of Use |  | 500 | Other
9-202354 | NAVAL MAGAZINE LUALUALEI - WEST LOCH BRANCH | TANK Q339-T1, Q339-T2, Q339-S1 | Lualualei | HI | 96792 | NAVAL MAGAZINE LUALUALEI | 3 CONSTELLATION ST | Lualualei | HI | 96792 | Q339-T2 | 1944-04-08 | Permanently Out of Use |  | 2000 | Diesel
9-202354 | NAVAL MAGAZINE LUALUALEI - WEST LOCH BRANCH | TANK Q339-T1, Q339-T2, Q339-S1 | Lualualei | HI | 96792 | NAVAL MAGAZINE LUALUALEI | 3 CONSTELLATION ST | Lualualei | HI | 96792 | Q339-T1 | 1944-04-08 | Permanently Out of Use |  | 275 | Diesel
9-103209 | BELLOWS AIR FORCE STATION | TANK ST11-A THRU ST11-L | Waimanalo | HI | 96795 | U.S. AIR FORCE |  | Waimanalo | HI | 96795 | r-ST11-B1 |  | Permanently out of Use | 1996-10-16 | 6000 | Gasoline
9-103209 | BELLOWS AIR FORCE STATION | TANK ST11-A THRU ST11-L | Waimanalo | HI | 96795 | U.S. AIR FORCE |  | Waimanalo | HI | 96795 | r-ST11-B2 |  | Permanently out of Use | 1996-10-15 | 6000 | Gasoline
9-103209 | BELLOWS AIR FORCE STATION | TANK ST11-A THRU ST11-L | Waimanalo | HI | 96795 | U.S. AIR FORCE |  | Waimanalo | HI | 96795 | r-ST11-D1 |  | Permanently out of Use | 1996-11-05 | 300 | Diesel
9-103209 | BELLOWS AIR FORCE STATION | TANK ST11-A THRU ST11-L | Waimanalo | HI | 96795 | U.S. AIR FORCE |  | Waimanalo | HI | 96795 | r-ST11-E |  | Permanently out of Use | 1996-10-04 | 3000 | Diesel
9-103209 | BELLOWS AIR FORCE STATION | TANK ST11-A THRU ST11-L | Waimanalo | HI | 96795 | U.S. AIR FORCE |  | Waimanalo | HI | 96795 | r-ST11-F |  | Permanently out of Use |  | 10000 | Other
9-103209 | BELLOWS AIR FORCE STATION | TANK ST11-A THRU ST11-L | Waimanalo | HI | 96795 | U.S. AIR FORCE |  | Waimanalo | HI | 96795 | R-ST11-G |  | Permanently out of Use | 1997-08-04 | 10000 | Other
9-103209 | BELLOWS AIR FORCE STATION | TANK ST11-A THRU ST11-L | Waimanalo | HI | 96795 | U.S. AIR FORCE |  | Waimanalo | HI | 96795 | r-ST11-K |  | Permanently out of Use | 1997-09-11 |  | Not Listed
9-103209 | BELLOWS AIR FORCE STATION | TANK ST11-A THRU ST11-L | Waimanalo | HI | 96795 | U.S. AIR FORCE |  | Waimanalo | HI | 96795 | r-ST11-L |  | Permanently out of Use | 1997-09-15 | 1000 | Diesel
9-103209 | BELLOWS AIR FORCE STATION | TANK ST11-A THRU ST11-L | Waimanalo | HI | 96795 | U.S. AIR FORCE |  | Waimanalo | HI | 96795 | r-ST11-H |  | Permanently out of Use | 1997-08-04 | 10000 | Other
9-103209 | BELLOWS AIR FORCE STATION | TANK ST11-A THRU ST11-L | Waimanalo | HI | 96795 | U.S. AIR FORCE |  | Waimanalo | HI | 96795 | r-ST11-I |  | Permanently out of Use | 1997-08-04 | 10000 | Other
9-103313 | BELLOWS AIR FORCE STATION | TANK ST14UST7, ST14UST8, ST14UST9, STI4UST10, ST14UST11, ST14UST12 | Waimanalo | HI | 96795 | U.S. AIR FORCE |  | Waimanalo | HI | 96795 | r-ST14UST12 |  | Permanently out of Use | 1997-12-01 | 50000 | Other
9-103313 | BELLOWS AIR FORCE STATION | TANK ST14UST7, ST14UST8, ST14UST9, STI4UST10, ST14UST11, ST14UST12 | Waimanalo | HI | 96795 | U.S. AIR FORCE |  | Waimanalo | HI | 96795 | r-ST14UST7 |  | Permanently out of Use | 1997-12-01 | 50000 | Other
9-103313 | BELLOWS AIR FORCE STATION | TANK ST14UST7, ST14UST8, ST14UST9, STI4UST10, ST14UST11, ST14UST12 | Waimanalo | HI | 96795 | U.S. AIR FORCE |  | Waimanalo | HI | 96795 | r-ST14UST8 |  | Permanently out of Use | 1997-12-01 | 50000 | Other
9-103313 | BELLOWS AIR FORCE STATION | TANK ST14UST7, ST14UST8, ST14UST9, STI4UST10, ST14UST11, ST14UST12 | Waimanalo | HI | 96795 | U.S. AIR FORCE |  | Waimanalo | HI | 96795 | r-ST14UST9 |  | Permanently out of Use | 1997-12-01 | 50000 | Other
9-103313 | BELLOWS AIR FORCE STATION | TANK ST14UST7, ST14UST8, ST14UST9, STI4UST10, ST14UST11, ST14UST12 | Waimanalo | HI | 96795 | U.S. AIR FORCE |  | Waimanalo | HI | 96795 | r-ST14UST10 |  | Permanently out of Use | 1997-12-01 | 50000 | Other
9-103313 | BELLOWS AIR FORCE STATION | TANK ST14UST7, ST14UST8, ST14UST9, STI4UST10, ST14UST11, ST14UST12 | Waimanalo | HI | 96795 | U.S. AIR FORCE |  | Waimanalo | HI | 96795 | r-ST14UST11 |  | Permanently out of Use | 1997-12-01 | 50000 | Other
9-103215 | USMC- KANEOHE MARINE CORP BASE | TANKS KB128 & KB129 | Kaneohe Marine Corps Base | HI | 96863 | U.S. MARINE CORPS BASE HAWAII | Facilities Department Box 63002 | Kaneohe Marine Corps Base | HI | 96863 | R-KB128 | 1943-01-01 | Permanently Out of Use | 1996-10-18 | 5500 | Diesel
9-103215 | USMC- KANEOHE MARINE CORP BASE | TANKS KB128 & KB129 | Kaneohe Marine Corps Base | HI | 96863 | U.S. MARINE CORPS BASE HAWAII | Facilities Department Box 63002 | Kaneohe Marine Corps Base | HI | 96863 | R-KB129 | 1943-01-01 | Permanently Out of Use | 1996-10-18 | 5500 | Diesel
9-403819 | Former Lanai Radar Station | TMK 4-9-02 | ZipCode Unknown | XX | 99999 | US Army | Fort Shafter | ZipCode Unknown | XX | 99999 | R-M-1 |  | Permanently Out of Use | 2006-08-29 | 4500 | Other
9-403819 | Former Lanai Radar Station | TMK 4-9-02 | ZipCode Unknown | XX | 99999 | Dept of Army - USA Corps of Engineer | Program & Project Management Div Bldg 230 rom 306 | ZipCode Unknown | XX | 99999 | R-M-1 |  | Permanently Out of Use | 2006-08-29 | 4500 | Other
9-602717 | PAHOA CHOP SUEY | TMK 1-3-5-13:37 | Pahoa | HI | 96778 | HENRY & MARCELINA MEDFORD | 2850 PAA St, SUITE 208 | Pahoa | HI | 96778 | R-1 |  | Permanently Out of Use | 1993-01-25 | 1000 | Gasoline
9-602717 | PAHOA CHOP SUEY | TMK 1-3-5-13:37 | Pahoa | HI | 96778 | HENRY & MARCELINA MEDFORD | 2850 PAA St, SUITE 208 | Pahoa | HI | 96778 | R-2 |  | Permanently Out of Use | 1993-01-25 | 1000 | Gasoline
9-503644 | KAANAPALI OCEAN RESORT | TMK 2-04-04-14 PARCEL 3 | Kaanapali | HI | 96761 | OAHU DISTRIBUTION | c/o Tamara Edwards Amfac Land Company 700 Bishop St, #501 | Kaanapali | HI | 96761 | R-1 |  | Permanently Out of Use | 2000-05-01 | 1000 | Not Listed
9-602221 | HILO WATER POLLUTION CONTROL Plant | TMK 2-1-11-04 | Hilo | HI | 96720 | COUNTY OF HAWAII - DEPT OF PUBLIC WORKS | 25 AUPUNI ST, RM 202 | Hilo | HI | 96720 | P-1 | 1964-01-24 | Permanently Out of Use |  | 750 | Diesel
9-102691 | KALANIMOKU BLDG | TMK 2-1-24:01 1151 PUNCHBOWL ST | Honolulu | HI | 96800 | STATE DAGS - PROJECT MANAGEMENT BRANCH | 1151 PUNCHBOWL ST, RM 427 | Honolulu | HI | 96800 | R-1 | 1973-05-01 | Permanently Out of Use | 1993-03-06 | 2000 | Not Listed
9-501914 | HERBERT HORITA REALTY INC. | TMK 2-3-4-13:100 | Wailuku | HI | 96793 | HERBERT HORITA REALTY INC. | 2024 N KING ST | Wailuku | HI | 96793 | R-01 |  | Permanently Out of Use |  |  | Diesel
9-602222 | KULAIMANO WWTP | TMK 2-8-07:75 | Pepeekeo | HI | 96783 | COUNTY OF HAWAII - DEPT OF PUBLIC WORKS | 25 AUPUNI ST, RM 202 | Pepeekeo | HI | 96783 | R-1 | 1976-09-27 | Permanently Out of Use | 1994-06-22 | 1000 | Diesel
9-603560 | UMI KOA VILLAGE - MAUNA KEA RANCH | TMK 4-2-08:07 | Paauilo | HI | 96776 | MAUNA KEA RANCH | C/O AGRO RESOURCES, INC P.O. BOX 2933 | Paauilo | HI | 96776 | R-1 |  | Permanently Out of Use | 1999-04-27 | 2000 | Diesel
9-600387 | LILY YOSHIMATSU SENIOR CENTER | TMK 6-7-02:25 | Waimea | HI | 96743 | STATE OFFICE OF AGING | HILO LAGOON CENTRE, SUITE 342 / 101 AUPUNI ST | Waimea | HI | 96743 | R-1 |  | Permanently Out of Use | 1991-04-20 | 200 | Gasoline
9-600568 | HUALALAI RADIO STATION | TMK No. 7-2-02:10 end of Huehue St. | Kalaoa | HI | 96740 | Hawaiian Telcom | P.O. Box 2200 | Kalaoa | HI | 96740 | R-1 | 1983-05-08 | Permanently Out of Use | 1998-12-03 | 285 | Diesel
9-600568 | HUALALAI RADIO STATION | TMK No. 7-2-02:10 end of Huehue St. | Kalaoa | HI | 96740 | Hawaiian Telcom | P.O. Box 2200 | Kalaoa | HI | 96740 | M-2 | 1998-12-01 | Currently In Use |  | 600 | Diesel
9-602223 | PAPAIKOU WASTEWATER TREATMENT PL | TMK: 2-7-04:126 | Papaikou | HI | 96781 | COUNTY OF HAWAII - DEPT OF PUBLIC WORKS | 25 AUPUNI ST, RM 202 | Papaikou | HI | 96781 | R-1 | 1981-09-24 | Permanently Out of Use | 1994-06-08 | 300 | Diesel
9-702463 | LIHUE STATE OFFICE BUILDING | TMK: 3-6-05:11 | Lihue | HI | 96766 | STATE DAGS | 3069 UMI ST | Lihue | HI | 96766 | R-1 |  | Permanently Out of Use | 1991-10-21 | 3000 | Gasoline
9-500540 | HALEAKALA RADIO STATION | TOP OF HALEAKALA | Kula | HI | 96790 | Hawaiian Telcom | P.O. Box 2200 | Kula | HI | 96790 | M-2 | 1986-04-01 | Currently in Use |  | 550 | Diesel
9-500540 | HALEAKALA RADIO STATION | TOP OF HALEAKALA | Kula | HI | 96790 | Hawaiian Telcom | P.O. Box 2200 | Kula | HI | 96790 | R-M-1 | 1968-05-07 | Permanently Out of Use | 1986-03-01 | 500 | Diesel
9-203406 | FAA - MAUNA KAPU TRANSMITTER RECEIVER | Top of Mauna Kapu - QMKA RTR | Makakilo | HI | 96707 | FEDERAL AVIATION ADMINISTRATION | WESTERN PACIFIC REGION 6700 KALANIANAOLE HWY, SUITE 111 | Makakilo | HI | 96707 | R-M-QMK RTR | 1970-09-01 | Permanently Out of Use | 1998-10-15 | 500 | Diesel
9-500551 | PUU MAHOE RADIO STATION | TOP OF PUU MAHOE | Makawao | HI | 96768 | Hawaiian Telcom | P.O. Box 2200 | Makawao | HI | 96768 | r-m-1 | 1992-01-01 | Permanently out of Use | 2007-10-10 | 550 | Diesel
9-500551 | PUU MAHOE RADIO STATION | TOP OF PUU MAHOE | Makawao | HI | 96768 | Hawaiian Telcom | P.O. Box 2200 | Makawao | HI | 96768 | R-1 | 1960-05-07 | Permanently Out of Use | 1991-12-12 | 300 | Diesel
9-300555 | PUU NANA RADIO SITE | TOP OF PUU NANA | Maunaloa | HI | 96770 | Hawaiian Telcom | P.O. Box 2200 | Maunaloa | HI | 96770 | R-1 | 1971-05-08 | Permanently Out of Use | 1991-11-25 | 550 | Kerosene
9-300555 | PUU NANA RADIO SITE | TOP OF PUU NANA | Maunaloa | HI | 96770 | Hawaiian Telcom | P.O. Box 2200 | Maunaloa | HI | 96770 | M-1 | 1991-12-01 | Currently In Use |  | 550 | Diesel
9-100530 | TANTALUS TRANSMITTER Site | TOP OF TANTALUS (top side) | Honolulu | HI | 96822 | Insite Wireless Group | 1199 North Fiairfax St., #700 | Honolulu | HI | 96822 | R-M-1 | 1968-01-01 | Permanently Out of Use | 1988-04-30 | 280 | Diesel
9-100530 | TANTALUS TRANSMITTER Site | TOP OF TANTALUS (top side) | Honolulu | HI | 96822 | Insite Wireless Group | 1199 North Fiairfax St., #700 | Honolulu | HI | 96822 | M-1 | 1988-10-31 | Currently in Use |  | 550 | Diesel
9-103894 | TANTALUS RECEIVER Site | TOP OF TANTALUS (lower side) | Honolulu | HI | 96822 | Insite Wireless Group | 1199 North Fiairfax St., #700 | Honolulu | HI | 96822 | M-2 | 1996-08-01 | Currently In Use |  | 600 | Diesel
9-103894 | TANTALUS RECEIVER Site | TOP OF TANTALUS (lower side) | Honolulu | HI | 96822 | Insite Wireless Group | 1199 North Fiairfax St., #700 | Honolulu | HI | 96822 | R-2 | 1981-11-01 | Permanently Out of Use | 1997-07-08 | 280 | Diesel
9-302408 | AERONAUTICAL RADIO, INC | TRANSMITTER SITE / KAHALELANI HILL | Maunaloa | HI | 96770 | AERONAUTICAL RADIO, INC | 2551 RIVA RD | Maunaloa | HI | 96770 | R-2 |  | Permanently Out of Use | 1984-06-19 |  | Diesel
9-302408 | AERONAUTICAL RADIO, INC | TRANSMITTER SITE / KAHALELANI HILL | Maunaloa | HI | 96770 | AERONAUTICAL RADIO, INC | 2551 RIVA RD | Maunaloa | HI | 96770 | R-1 | 1984-06-30 | Permanently Out of Use | 1997-02-28 | 1000 | Diesel
9-102865 | U.S. ARMY HOSPITAL | TRIPLER ARMY MEDICAL CENTER / WING B IAI | Schofield Barracks | HI | 96857 | U.S. ARMY SUPPORT COMMAND, HAWAII |  | Schofield Barracks | HI | 96857 | r-1 |  | Permanently out of Use | 1994-03-07 | 2000 | Diesel
9-102865 | U.S. ARMY HOSPITAL | TRIPLER ARMY MEDICAL CENTER / WING B IAI | Schofield Barracks | HI | 96857 | U.S. ARMY GARRISON | DIRECTORATE OF PUBLIC WORKS ENVIRONMENTAL SECTION | Schofield Barracks | HI | 96857 | r-1 |  | Permanently out of Use | 1994-03-07 | 2000 | Diesel
9-203562 | KAWAILOA CAMP | TURN IN AT ALUVION NURSERY (61-676 KAM HWY). | Haleiwa | HI | 96712 | KAMEHAMEHA SCHOOLS/BISHOP ESTATE | 567 S. KING ST KAWAIAHAO PLAZA, SUITE 200 | Haleiwa | HI | 96712 | r-1 |  | Permanently out of Use | 1999-07-26 | 265 | Not Listed
9-501331 | Maui County HANA DOT BASE YARD | UAKEA ST | Hana | HI | 96713 | COUNTY OF MAUI - HIGHWAYS DIVISION | 200 S. HIGH STREET | Hana | HI | 96713 | R-1 | 1952-01-01 | Permanently Out of Use | 1998-12-11 | 1000 | Gasoline
9-501331 | Maui County HANA DOT BASE YARD | UAKEA ST | Hana | HI | 96713 | COUNTY OF MAUI - HIGHWAYS DIVISION | 200 S. HIGH STREET | Hana | HI | 96713 | R-2 | 1952-01-01 | Permanently Out of Use | 1998-12-11 | 500 | Diesel
9-603573 | KONA INDUSTRIAL SUBDIVISION | UNIT 1 LOT 12 74-5603 PAWAI ST | Kailua-Kona | HI | 96745 | ROBERT FINAN | 3037 HERMAN ST | Kailua-Kona | HI | 96745 | R-1 | 1969-12-01 | Permanently Out of Use | 1990-06-01 | 1000 | Diesel
9-603573 | KONA INDUSTRIAL SUBDIVISION | UNIT 1 LOT 12 74-5603 PAWAI ST | Kailua-Kona | HI | 96745 | ROBERT FINAN | 3037 HERMAN ST | Kailua-Kona | HI | 96745 | R-2 | 1969-12-01 | Permanently Out of Use | 1990-06-01 | 1000 | Gasoline
9-603238 | KONA INDUSTRIAL SUBDIVISION | UNIT 1 LOT 13 | Kailua-Kona | HI | 96740 | MRS. MARGO BOURLAND | 1829 LAUKAHI PLACE | Kailua-Kona | HI | 96740 | R-1 | 1970-01-01 | Permanently Out of Use | 1996-01-30 | 1000 | Gasoline
9-603238 | KONA INDUSTRIAL SUBDIVISION | UNIT 1 LOT 13 | Kailua-Kona | HI | 96740 | MRS. MARGO BOURLAND | 1829 LAUKAHI PLACE | Kailua-Kona | HI | 96740 | R-2 | 1970-01-01 | Permanently Out of Use | 1996-01-30 | 1000 | Gasoline
9-103805 | Barbers Point Golf Course Club House | unk | Kapolei | HI | 96707 | US Navy - Commandar Navy Region Hawaii | 850 Ticonderoga St, Ste 110 | Kapolei | HI | 96707 | r-1 |  | Permanently Out of Use | 2006-02-01 | 1000 | Kerosene
9-202804 | U.S. ARMY THEATRE | US ARMY KILAUEA MILITARY RESERVE / BLDG 46 | Schofield Barracks | HI | 96857 | 25TH ID (LIGHT) & USARHAW | ATTN: DPW, USAG-HI | Schofield Barracks | HI | 96857 | r-1 |  | Permanently out of Use | 1996-02-13 | 300 | Diesel
9-202805 | U.S. ARMY MAINTENANCE FACILITY | US ARMY KILAUEA MILITARY RESERVE / BLDG 64 | Schofield Barracks | HI | 96857 | 25TH ID (LIGHT) & USARHAW | ATTN: DPW, USAG-HI | Schofield Barracks | HI | 96857 | r-1 |  | Permanently out of Use | 1996-02-13 | 300 | Diesel
9-501281 | KIHEI SPS 2 (SUDA STORE) | UWAPO RD / S KIHEI RD | Kihei | HI | 96753 | COUNTY OF MAUI - PUBLIC WORKS & WASTE MANAGEMENT | 200 S HIGH ST | Kihei | HI | 96753 | R-M-1 | 1974-05-05 | Permanently Out of Use | 1998-10-01 | 150 | Diesel
9-103296 | HICKAM AIR FORCE BASE | VACANT LOT/ACROSS BLDG 3023 | Hickam Air Force Base | HI | 96853 | U.S. AIR FORCE |  | Hickam Air Force Base | HI | 96853 | r-3023 |  | Permanently out of Use | 1997-09-05 | 1000 | Diesel
9-600596 | VOLCANO CENTRAL OFFICE | VOLCANO RD | Volcano | HI | 96785 | Hawaiian Telcom | P.O. Box 2200 | Volcano | HI | 96785 | M-2 | 1990-09-30 | Currently in Use |  | 550 | Diesel
9-600596 | VOLCANO CENTRAL OFFICE | VOLCANO RD | Volcano | HI | 96785 | Hawaiian Telcom | P.O. Box 2200 | Volcano | HI | 96785 | R-1 | 1965-05-07 | Permanently Out of Use | 1989-05-12 | 120 | Gasoline
9-502538 | PAUWELA CANNERY | W KUIAHA RD | Wailuku | HI | 96793 | SPALDING/WATAMULL HI PARTNERSHIP | 75 B CHURCH ST | Wailuku | HI | 96793 | R-2 |  | Permanently Out of Use |  | 1000 | Diesel
9-502538 | PAUWELA CANNERY | W KUIAHA RD | Wailuku | HI | 96793 | SPALDING/WATAMULL HI PARTNERSHIP | 75 B CHURCH ST | Wailuku | HI | 96793 | R-1 |  | Permanently Out of Use |  | 4000 | Diesel
9-701354 | SHELL OIL COMPANY - NAWILIWILI PLANT | WAAPA RD | Lihue | HI | 96766 | SHELL OIL COMPANY | 789 NIMITZ HWY | Lihue | HI | 96766 | R-A | 1982-03-27 | Permanently Out of Use | 1990-07-30 | 3000 | Gasoline
9-203149 | G.W. RICKER BATTERY | WAIALUA | Waialua | HI | 96791 | U.S. ARMY CORPS OF ENGINEERS | PACIFIC OCEAN DIVISION / CE-POD-ED-EH | Waialua | HI | 96791 | R-1 |  | Permanently Out of Use | 1996-06-20 | 1000 | Not Listed
9-201854 | RURAL EMERGENCY OPERATING CENTER | WAIALUA HIGH SCHOOL 67-170 FARRINGTON HWY | Waialua | HI | 96791 | C & C Honolulu Dept of Emergency Management | 650 S. King St., Basement | Waialua | HI | 96791 | R-1 | 1965-01-30 | Permanently Out of Use | 1990-06-30 | 1200 | Diesel
9-201854 | RURAL EMERGENCY OPERATING CENTER | WAIALUA HIGH SCHOOL 67-170 FARRINGTON HWY | Waialua | HI | 96791 | C & C Honolulu Dept of Emergency Management | 650 S. King St., Basement | Waialua | HI | 96791 | M-1A | 1990-06-30 | Currently in Use |  | 550 | Diesel
9-501341 | HAWAIIAN HOMES SPS (PAUKAKALO) | WAIEHU BEACH RD/KUKONA PLACE | Kahului | HI | 96732 | COUNTY OF MAUI - PUBLIC WORKS & WASTE MANAGEMENT | 200 S HIGH ST | Kahului | HI | 96732 | R-M-1 | 1979-05-06 | Permanently Out of Use | 1998-10-12 | 150 | Diesel
9-303527 | LUCKY'S GAS AND OIL - MOLOKAI PROPERTIES, LTD | WAI'ELI ST | Maunaloa | HI | 96770 | MOLOKAI PROPERTIES, LTD | 745 FORT ST, SUITE 600 | Maunaloa | HI | 96770 | r-87 | 1998-06-15 | Permanently out of Use | 2009-04-06 | 6000 | Gasoline
9-303527 | LUCKY'S GAS AND OIL - MOLOKAI PROPERTIES, LTD | WAI'ELI ST | Maunaloa | HI | 96770 | MOLOKAI PROPERTIES, LTD | 745 FORT ST, SUITE 600 | Maunaloa | HI | 96770 | r-92 | 1998-06-15 | Permanently out of Use | 2009-04-06 | 3000 | Gasoline
9-101052 | HICKAM POL ANNEX (WAIKAKALAUA) | WAIKAKALAUA FUEL STORAGE ANNEX | Hickam Air Force Base | HI | 96853 | U.S. AIR FORCE |  | Hickam Air Force Base | HI | 96853 | R-F-41113 | 1941-05-07 | Permanently out of Use | 2002-01-01 | 1765000 | Other
9-101052 | HICKAM POL ANNEX (WAIKAKALAUA) | WAIKAKALAUA FUEL STORAGE ANNEX | Hickam Air Force Base | HI | 96853 | U.S. AIR FORCE |  | Hickam Air Force Base | HI | 96853 | R-10 |  | Permanently Out of Use | 2004-05-06 | 2000 | Diesel
9-101052 | HICKAM POL ANNEX (WAIKAKALAUA) | WAIKAKALAUA FUEL STORAGE ANNEX | Hickam Air Force Base | HI | 96853 | U.S. AIR FORCE |  | Hickam Air Force Base | HI | 96853 | R-F-41112 | 1941-05-07 | Permanently out of Use | 2002-01-01 | 1765000 | Other
9-101052 | HICKAM POL ANNEX (WAIKAKALAUA) | WAIKAKALAUA FUEL STORAGE ANNEX | Hickam Air Force Base | HI | 96853 | U.S. AIR FORCE |  | Hickam Air Force Base | HI | 96853 | R-F-41114 | 1941-05-07 | Permanently out of Use | 2002-01-01 | 1765000 | Other
9-101052 | HICKAM POL ANNEX (WAIKAKALAUA) | WAIKAKALAUA FUEL STORAGE ANNEX | Hickam Air Force Base | HI | 96853 | U.S. AIR FORCE |  | Hickam Air Force Base | HI | 96853 | R-F-41115 | 1941-05-07 | Permanently out of Use | 2002-01-01 | 1765000 | Other
9-101052 | HICKAM POL ANNEX (WAIKAKALAUA) | WAIKAKALAUA FUEL STORAGE ANNEX | Hickam Air Force Base | HI | 96853 | U.S. AIR FORCE |  | Hickam Air Force Base | HI | 96853 | R-F-41116 | 1941-05-07 | Permanently out of Use | 2002-01-01 | 1765000 | Other
9-101052 | HICKAM POL ANNEX (WAIKAKALAUA) | WAIKAKALAUA FUEL STORAGE ANNEX | Hickam Air Force Base | HI | 96853 | U.S. AIR FORCE |  | Hickam Air Force Base | HI | 96853 | R-F-41117 | 1941-05-07 | Permanently out of Use | 2002-01-01 | 1765000 | Other
9-101052 | HICKAM POL ANNEX (WAIKAKALAUA) | WAIKAKALAUA FUEL STORAGE ANNEX | Hickam Air Force Base | HI | 96853 | U.S. AIR FORCE |  | Hickam Air Force Base | HI | 96853 | R-F-41118 | 1941-05-07 | Permanently out of Use | 2002-01-01 | 1765000 | Other
9-101052 | HICKAM POL ANNEX (WAIKAKALAUA) | WAIKAKALAUA FUEL STORAGE ANNEX | Hickam Air Force Base | HI | 96853 | U.S. AIR FORCE |  | Hickam Air Force Base | HI | 96853 | R-F-41119 | 1941-05-07 | Permanently out of Use | 2002-01-01 | 1765000 | Other
9-101052 | HICKAM POL ANNEX (WAIKAKALAUA) | WAIKAKALAUA FUEL STORAGE ANNEX | Hickam Air Force Base | HI | 96853 | U.S. AIR FORCE |  | Hickam Air Force Base | HI | 96853 | R-F-41111 | 1941-05-07 | Permanently out of Use | 2002-01-01 | 1765000 | Other
9-500399 | MAUI BLOCKS | WAIKAPU-OFF HONOAPIILANI HWY | Wailuku | HI | 96793 | MAUI BLOCKS AKA R&M SERVICE CO., INC | P.O. BOX 985 | Wailuku | HI | 96793 | R-1 | 1974-04-30 | Permanently Out of Use | 1993-11-12 | 1000 | Gasoline
9-601707 | Hilton Waikoloa Village | WAIKOLOA BEACH RESORT 69-425 WAIKOLOA BEACH DR | Kamuela | HI | 96743 | GLOBAL RESORT PARTNERS |  | Kamuela | HI | 96743 | 2 | 1986-12-01 | Currently in Use |  | 6000 | Gasoline
9-600597 | WAIKOLOA CENTRAL OFFICE | WAIKOLOA RD | Kamuela | HI | 96743 | Hawaiian Telcom | P.O. Box 2200 | Kamuela | HI | 96743 | M-2 | 1995-12-01 | Currently In Use |  | 600 | Diesel
9-600597 | WAIKOLOA CENTRAL OFFICE | WAIKOLOA RD | Kamuela | HI | 96743 | Hawaiian Telcom | P.O. Box 2200 | Kamuela | HI | 96743 | R-1 | 1981-05-08 | Permanently Out of Use | 1995-10-30 | 550 | Diesel
9-600598 | WAIKOLOA RADIO STATION | WAIKOLOA RD | Waikoloa | HI | 96738 | Insite Wireless Group | 1199 North Fiairfax St., #700 | Waikoloa | HI | 96738 | M-1 | 1997-11-01 | Currently In Use |  | 600 | Diesel
9-600598 | WAIKOLOA RADIO STATION | WAIKOLOA RD | Waikoloa | HI | 96738 | Insite Wireless Group | 1199 North Fiairfax St., #700 | Waikoloa | HI | 96738 | R-1 | 1985-05-07 | Permanently Out of Use | 1997-10-28 | 285 | Gasoline
9-603416 | WAIMEA-KOHALA AIRPORT | WAIMEA-KOHALA | Waimea | HI | 96743 | ALAMO RENT A CAR | KEAHOLE U DRIVE BASEYARD LOT 002115A | Waimea | HI | 96743 | R-1 |  | Permanently Out of Use | 1998-12-09 | 250 | Diesel
9-600962 | PUUEO GENERATING STATION | WAINAKU AVE | Hilo | HI | 96720 | HAWAII ELECTRIC LIGHT CO., INC. | P.O. BOX 1027 | Hilo | HI | 96720 | R-04 | 1951-04-17 | Permanently Out of Use | 1984-06-30 | 5000 | Diesel
9-600962 | PUUEO GENERATING STATION | WAINAKU AVE | Hilo | HI | 96720 | HAWAII ELECTRIC LIGHT CO., INC. | P.O. BOX 1027 | Hilo | HI | 96720 | R-03 | 1951-04-17 | Permanently Out of Use | 1984-06-30 | 5000 | Diesel
9-600962 | PUUEO GENERATING STATION | WAINAKU AVE | Hilo | HI | 96720 | HAWAII ELECTRIC LIGHT CO., INC. | P.O. BOX 1027 | Hilo | HI | 96720 | R-02 | 1951-04-17 | Permanently Out of Use | 1984-06-30 | 5000 | Diesel
9-600962 | PUUEO GENERATING STATION | WAINAKU AVE | Hilo | HI | 96720 | HAWAII ELECTRIC LIGHT CO., INC. | P.O. BOX 1027 | Hilo | HI | 96720 | R-01 | 1951-04-17 | Permanently Out of Use | 1984-06-30 | 5000 | Diesel
9-602729 | MAUNA KEA AGRIBUSINESS CO | WAINAKU GARAGE | Wainaku | HI | 96720 | MAUNA KEA AGRIBUSINESS CO | P.O. BOX 15 | Wainaku | HI | 96720 | R-5 |  | Permanently Out of Use | 1988-08-30 | 7000 | Diesel
9-602729 | MAUNA KEA AGRIBUSINESS CO | WAINAKU GARAGE | Wainaku | HI | 96720 | MAUNA KEA AGRIBUSINESS CO | P.O. BOX 15 | Wainaku | HI | 96720 | R-4 |  | Permanently Out of Use | 1988-08-30 | 7000 | Gasoline
9-600470 | JACK WONG YUEN | WAIOHINU 66 MILES SOUTH OF HWY 11 | Naalehu | HI | 96772 | JACK WONG YUEN | P.O. Box 763 | Naalehu | HI | 96772 | UNLEADED | 1973-03-31 | Currently in Use |  | 6000 | Gasoline
9-600470 | JACK WONG YUEN | WAIOHINU 66 MILES SOUTH OF HWY 11 | Naalehu | HI | 96772 | JACK WONG YUEN | P.O. Box 763 | Naalehu | HI | 96772 | SUPREME#UN | 1976-03-31 | Currently in Use |  | 5000 | Gasoline
9-600470 | JACK WONG YUEN | WAIOHINU 66 MILES SOUTH OF HWY 11 | Naalehu | HI | 96772 | JACK WONG YUEN | P.O. Box 763 | Naalehu | HI | 96772 | 002 | 1973-03-31 | Currently in Use |  | 5000 | Gasoline
9-600470 | JACK WONG YUEN | WAIOHINU 66 MILES SOUTH OF HWY 11 | Naalehu | HI | 96772 | JACK WONG YUEN | P.O. Box 763 | Naalehu | HI | 96772 | DIESEL | 1974-03-31 | Currently in Use |  | 580 | Diesel
9-201705 | FEDERAL COMMUNICATIONS COMM. | WAIPIO PT ACCESS RD | Waipahu | HI | 96797 | U.S. FEDERAL COMMUNICATIONS COMMISSION | P.O. BOX 1030 | Waipahu | HI | 96797 | R-1 | 1966-04-01 | Permanently Out of Use | 1986-05-30 | 500 | Gasoline
9-500376 | AMERON H C & D CAMP 10 QUARRY | WALKER RD. P.O. BOX 86 | Puunene | HI | 96784 | MAUI PETROLEUM, Inc. | 385 HUKILIKE ST, SUITE 200 | Puunene | HI | 96784 | R-001 | 1968-11-23 | Permanently Out of Use | 1988-11-22 | 10000 | Diesel
9-500376 | AMERON H C & D CAMP 10 QUARRY | WALKER RD. P.O. BOX 86 | Puunene | HI | 96784 | MAUI PETROLEUM, Inc. | 385 HUKILIKE ST, SUITE 200 | Puunene | HI | 96784 | R-002 | 1968-11-23 | Permanently Out of Use | 1988-11-22 | 8000 | Gasoline
9-500376 | AMERON H C & D CAMP 10 QUARRY | WALKER RD. P.O. BOX 86 | Puunene | HI | 96784 | MAUI PETROLEUM, Inc. | 385 HUKILIKE ST, SUITE 200 | Puunene | HI | 96784 | 1 | 1988-02-01 | Currently in Use |  | 10000 | Diesel
9-302429 | MOLOKAI RANCH, LTD | WHARF RD | Kaunakakai | HI | 96748 | MOLOKAI RANCH, LTD | P.O. BOX 259 | Kaunakakai | HI | 96748 | R-1 | 1941-03-14 | Permanently Out of Use | 1991-04-19 | 2000 | Diesel
9-302429 | MOLOKAI RANCH, LTD | WHARF RD | Kaunakakai | HI | 96748 | MOLOKAI RANCH, LTD | P.O. BOX 259 | Kaunakakai | HI | 96748 | R-2 | 1941-03-14 | Permanently Out of Use | 1991-04-19 | 2000 | Diesel
9-302429 | MOLOKAI RANCH, LTD | WHARF RD | Kaunakakai | HI | 96748 | MOLOKAI RANCH, LTD | P.O. BOX 259 | Kaunakakai | HI | 96748 | R-3 | 1941-03-14 | Permanently Out of Use | 1991-04-19 | 2000 | Gasoline
9-202151 | HI DOE WHEELER ELEMENTARY SCHOOL | WHEELER AFB | Wheeler Army Airfield | HI | 96854 | STATE DOE |  | Wheeler Army Airfield | HI | 96854 | P-1 |  | Permanently Out of Use | 1987-12-31 | 1000 | Not Listed
9-100500 | HICKAM AFB CENTRAL OFFICE | WORTHINGTON AVE | Hickam Air Force Base | HI | 96853 | VERIZON HAWAII | 1177 BISHOP ST. P.O. BOX 2200 Hon.HI 96841 | Hickam Air Force Base | HI | 96853 | R-M-1 | 1968-03-07 | Permanently Out of Use | 1995-06-12 | 285 | Diesel

## lust database
Facility ID | last LUSTStatusDate | EventID | latest LUST Status | Facility Name | Street Address | City | State | ZIP Code | Project Officer
9-701792 | 1999-11-16 | 890022 | Site Cleanup Completed (NFA) | WESTIN KAUAI SEWAGE PUMP STATION | - | Lihue | HI | 96766 | Jose Ruiz
9-201048 | 2002-12-02 | 920013 | Site Cleanup Completed (NFA) | BELLOWS AIR FORCE STATION | BLDG 700 and 701 tank 700a, 701a-e | Waimanalo | HI | 96795 | Jose Ruiz
9-100897 | 1998-05-14 | 960103 | Site Cleanup Completed (NFA) | NAVAL AIR STATION - BARBERS POINT | BLDG 1262, TANK BP74 | Barbers Point Naval Air Station | HI | 96862 | Jeffrey Ung
9-200243 | 2014-06-15 | 130006 | LUST Cleanup Initiated | KAPAA QUARRY MAINTENANCE YARD | (KAPAA QUARRY RD) 115 KALANIANAOLE HWY | Kailua | HI | 96734 | Richard Takaba
9-500411 | 2001-02-13 | 970113 | Site Cleanup Completed (NFA) | PUUKOLII RD ROUNDHOUSE SHOP | ¼ MILE N OF PUUKOLII RD AND HWY 30 | Lahaina | HI | 96761 | Jeffrey Ung
9-302563 | 1997-09-17 | 930029 | Site Cleanup Completed (NFA) | HI DOT MOLOKAI AIRPORT(PMID MKK803101 AND MKK801103) | 1 AIRPORT LOOP | Hoolehua | HI | 96729 | Jeffrey Ung
9-503258 | 2000-11-20 | 990065 | Site Cleanup Completed (NFA) | HALEAKALA TRANSPORTATION AND WAREHOUSEING | 1 MOKULELE HWY | Puunene | HI | 96784 | Richard Takaba
9-201033 | 1998-09-08 | 950136 | Site Cleanup Completed (NFA) | F & M FOOD MART CORP | 10 S KAMEHAMEHA HWY | Wahiawa | HI | 96786 | Shaobin Li
9-201033 | 1999-12-22 | 990240 | Site Cleanup Completed (NFA) | F & M FOOD MART CORP | 10 S KAMEHAMEHA HWY | Wahiawa | HI | 96786 | Shaobin Li
9-201033 | 1995-02-07 | 940061 | Site Cleanup Completed (NFA) | F & M FOOD MART CORP | 10 S KAMEHAMEHA HWY | Wahiawa | HI | 96786 | Shaobin Li
9-201033 | 2000-03-15 | 000064 | Site Cleanup Completed (NFA) | F & M FOOD MART CORP | 10 S KAMEHAMEHA HWY | Wahiawa | HI | 96786 | Shaobin Li
9-100291 | 1994-08-09 | 940078 | Site Cleanup Completed (NFA) | PANORAMA AIR (PMID 009105) | 100 KAULELE PL | Honolulu | HI | 96819 | Eric Sadoyama
9-500844 | 1995-06-01 | 950085 | Site Cleanup Completed (NFA) | RADIO STATION KMVI | 100 MAHALANI RD | Wailuku | HI | 96793 | Roger Brewer
9-101175 | 1990-11-30 | 900064 | Site Cleanup Completed (NFA) | AIM KAPAHULU | 1001 KAPAHULU AVE | Honolulu | HI | 96816 | Josh Nagashima
9-101175 | 2014-10-24 | 150020 | Confirmed Release | AIM KAPAHULU | 1001 KAPAHULU AVE | Honolulu | HI | 96816 | Josh Nagashima
9-101036 | 1995-01-06 | 940197 | Site Cleanup Completed (NFA) | HAWAII HOUSING AUTHORITY | 1002 N SCHOOL ST | Honolulu | HI | 96817 | Jose Ruiz
9-103909 | 2011-11-07 | 110013 | Site Cleanup Completed (NFA) | Pacifica Condominium | 1009 Kapiolani Blvd | Honolulu | HI | 96814 | Shunsheng Fu
9-501126 | 2004-06-10 | 970125 | Site Cleanup Completed (NFA) | CHEVRON STATION 94682 | 101 PUUNENE AVE | Kahului | HI | 96732 | Shunsheng Fu
9-200020 | 2010-02-11 | 090018 | Site Cleanup Completed (NFA) | Enchanted Lakes 76 | 1010 KEOLU DR | Kailua | HI | 96734 | Shaobin Li
9-200020 | 2014-09-05 | 920071 | Site Cleanup Completed with EHE/EHMP | Enchanted Lakes 76 | 1010 KEOLU DR | Kailua | HI | 96734 | Shaobin Li
9-200020 | 2010-08-18 | 100011 | Site Cleanup Completed (NFA) | Enchanted Lakes 76 | 1010 KEOLU DR | Kailua | HI | 96734 | Shaobin Li
9-200020 | 2008-11-03 | 010013 | Site Cleanup Completed (NFA) | Enchanted Lakes 76 | 1010 KEOLU DR | Kailua | HI | 96734 | Shaobin Li
9-100339 | 2008-09-03 | 080009 | Site Cleanup Completed with EHMP | Mahalo North King Auto | 1010 N KING ST | Honolulu | HI | 96817 | Shunsheng Fu
9-100339 | 1999-03-30 | 980145 | Site Cleanup Completed (NFA) | Mahalo North King Auto | 1010 N KING ST | Honolulu | HI | 96817 | Shunsheng Fu
9-102690 | 2001-04-17 | 920179 | Site Cleanup Completed (NFA) | WRAF - HAWAIIAN TUNA PACKERS | 1011 ALA MOANA BLVD | Honolulu | HI | 96814 | To HEER
9-201228 | 2005-12-07 | 040031 | Site Cleanup Completed (NFA) | WAHIAWA CHEVRON SS | 1011 CALIFORNIA AVE | Wahiawa | HI | 96786 | Darren Park
9-201228 | 2007-07-24 | 070022 | Site Cleanup Completed (NFA) | WAHIAWA CHEVRON SS | 1011 CALIFORNIA AVE | Wahiawa | HI | 96786 | Darren Park
9-201228 | 1997-10-20 | 970044 | Site Cleanup Completed (NFA) | WAHIAWA CHEVRON SS | 1011 CALIFORNIA AVE | Wahiawa | HI | 96786 | Darren Park
9-201702 | 1996-01-12 | 910083 | Site Cleanup Completed (NFA) | S. KURASHIGE | 1015 LEHUA AVE | Pearl City | HI | 96782 | Steven Okoji
9-202666 | 2000-06-20 | 000084 | Site Cleanup Completed (NFA) | SAM'S Club #6410 | 1019 Makolu st | Pearl City | HI | 96782 | Renato Maniulit
9-101471 | 2000-03-17 | 940113 | Site Cleanup Completed (NFA) | MARKET CENTER SS | 1020 AUAHI ST | Honolulu | HI | 96814 | Shunsheng Fu
9-101471 | 2002-11-27 | 020025 | Site Cleanup Completed (NFA) | MARKET CENTER SS | 1020 AUAHI ST | Honolulu | HI | 96814 | Shunsheng Fu
9-100520 | 2001-01-11 | 900105 | Site Cleanup Completed (NFA) | MOANALUA BASEYARD | 1021 KIKOWAENA PL | Honolulu | HI | 96819 | Richard Takaba
9-100831 | 1997-09-26 | 970062 | Site Cleanup Completed (NFA) | TAI HING CO., INC. | 1023 KAWAIAHAO ST | Honolulu | HI | 96814 | Jose Ruiz
9-101530 | 2008-06-26 | 910004 | Remedy Decision Pending (ongoing monitoring) | TOKUNAGA MASONRY, INC. | 1024 KIKOWAENA PL | Honolulu | HI | 96819 | Thu Perry
9-201022 | 2004-05-27 | 040037 | Site Cleanup Completed (NFA) | SHELL SERVICE STATION | 1025 KEOLU DR | Kailua | HI | 96734 | Shunsheng Fu
9-201022 | 2003-09-15 | 030028 | Site Cleanup Completed (NFA) | SHELL SERVICE STATION | 1025 KEOLU DR | Kailua | HI | 96734 | Shunsheng Fu
9-201022 | 1997-11-03 | 880007 | Site Cleanup Completed (NFA) | SHELL SERVICE STATION | 1025 KEOLU DR | Kailua | HI | 96734 | Shunsheng Fu
9-103044 | 2002-01-14 | 950073 | Site Cleanup Completed (NFA) | MALUHIA HOSPITAL | 1027 HALA DR | Honolulu | HI | 96817 | Mark Sutterfield
9-100783 | 2007-01-30 | 060022 | Site Cleanup Completed (NFA) | Marshall's Shell SS | 1029 Houghtailing St | Honolulu | HI | 96817 | Shunsheng Fu
9-100783 | 2014-12-09 | 150008 | Confirmed Release | Marshall's Shell SS | 1029 Houghtailing St | Honolulu | HI | 96817 | Shunsheng Fu
9-100783 | 2000-06-22 | 920145 | Site Cleanup Completed (NFA) | Marshall's Shell SS | 1029 Houghtailing St | Honolulu | HI | 96817 | Shunsheng Fu
9-100783 | 2009-10-01 | 080032 | Site Cleanup Completed (NFA) | Marshall's Shell SS | 1029 Houghtailing St | Honolulu | HI | 96817 | Shunsheng Fu
9-101540 | 2007-09-18 | 910038 | Site Cleanup Completed with EHE/EHMP | DAVENROY DRY CLEANERS & LAUNDRY | 1042 KAPAHULU AVE | Honolulu | HI | 96816 | Shaobin Li
9-601842 | 1998-12-29 | 910031 | Site Cleanup Completed (NFA) | KEAUKAHA MILITARY RESERVE | 1046 LEILANI ST | Hilo | HI | 96720 | Richard Takaba
9-601842 | 1998-12-29 | 990063 | Site Cleanup Completed (NFA) | KEAUKAHA MILITARY RESERVE | 1046 LEILANI ST | Hilo | HI | 96720 | Richard Takaba
9-100835 | 2004-05-26 | 020019 | Site Cleanup Completed (NFA) | JAS. W. GLOVER, LTD. | 1046 WAIMANU ST | Honolulu | HI | 96814 | Richard Takaba
9-200878 | 1994-09-15 | 920173 | Site Cleanup Completed (NFA) | KAILUA TOYOTA SERVICE | 105 ONEAWA ST | Kailua | HI | 96734 | Raymond Seid
9-200881 | 1999-08-27 | 980211 | Site Cleanup Completed (NFA) | SERVICE MOTOR CO. | 105 S KAMEHAMEHA HWY | Wahiawa | HI | 96786 | Richard Takaba
9-200881 | 2003-04-23 | 030029 | Site Cleanup Completed (NFA) | SERVICE MOTOR CO. | 105 S KAMEHAMEHA HWY | Wahiawa | HI | 96786 | Richard Takaba
9-103470 | 2011-01-11 | 990024 | Active Remediation | ROOFING SUPPLY | 1050 KIKOWAENA PL | Honolulu | HI | 96819 | Shunsheng Fu
9-103612 | 2000-02-10 | 000041 | Site Cleanup Completed (NFA) | SAN AUTO BODY AND PAINTING | 1058 WAIMANU ST | Honolulu | HI | 96814 | Richard Takaba
9-103820 | 2008-02-19 | 060037 | Site Cleanup Completed (NFA) | SAND ISLAND BUSINESS ASSOC. | 1060 Makepono St | Honolulu | HI | 96817 | Richard Takaba
9-101391 | 2003-01-23 | 950047 | Monitored Natural Attenuation | OAHU AMUSEMENT & VENDING INC. | 1062 KIKOWAENA ST | Honolulu | HI | 96819 | Shunsheng Fu
9-103609 | 2000-02-10 | 000044 | Site Cleanup Completed (NFA) | KODAK BUILDING | 1065 KAPIOLANI BLVD | Honolulu | HI | 96814 | Shaobin Li
9-201214 | 1999-03-29 | 990173 | Site Cleanup Completed (NFA) | BENTON'S KEOLU CHEVRON | 1070 KEOLU DR | Kailua | HI | 96734 | David Hodges
9-101111 | 1994-07-06 | 870007 | Site Cleanup Completed (NFA) | KING'S SERVICE | 1070 N KING ST | Honolulu | HI | 96817 | Eric Sadoyama
9-100767 | 2011-02-14 | 980043 | Site Cleanup Completed (NFA) | BILL'S CRANE SERVICE, INC. | 1071 MAKEPONO (PREVIOUS 212 HOOKAHI WAY) | Honolulu | HI | 96819 | Josh Nagashima
9-500424 | 1998-02-04 | 980002 | Site Cleanup Completed (NFA) | TOMA GARAGE | 1073 HAIKU RD | Haiku | HI | 96708 | Janet Sherrer
9-100174 | 1995-09-07 | 930009 | Site Cleanup Completed (NFA) | BMW OF HONOLULU LTD | 1075 S BERETANIA ST | Honolulu | HI | 96814 | Shaobin Li
9-100174 | 2000-04-26 | 000063 | Site Cleanup Completed (NFA) | BMW OF HONOLULU LTD | 1075 S BERETANIA ST | Honolulu | HI | 96814 | Shaobin Li
9-600351 | 1999-09-15 | 990108 | Site Cleanup Completed (NFA) | PUA PUMP STATION | 1079 KALANIANAOLE AVE | Hilo | HI | 96720 | Jose Ruiz
9-601678 | 1995-11-07 | 940099 | Site Cleanup Completed (NFA) | PACIFIC RENT-ALL, INC | 1080 KILAUEA AVE | Hilo | HI | 96720 | Roger Brewer
9-103936 | 2014-01-16 | 140009 | Confirmed Release | International Express Inc | 1081 Makepono St | Honolulu | HI | 96814 | Shunsheng Fu
9-501888 | 2015-01-30 | 870002 | Site Cleanup Completed with EHE/EHMP | PORT TOWN CHEVRON | 109 KAAHUMANU AVE | Kahului | HI | 96732 | Shaobin Li
9-201178 | 2007-04-16 | 030042 | Site Cleanup Completed (NFA) | Keolu Convenience Store | 1090 KEOLU DR | Kailua | HI | 96734 | Shunsheng Fu
9-200345 | 1998-01-02 | 980026 | Site Cleanup Completed (NFA) | PEARL CITY TEXACO | 1099 WAIMANO HOME RD | Pearl City | HI | 96782 | Jose Ruiz
9-501594 | 1997-07-31 | 970017 | Site Cleanup Completed (NFA) | BUDGET RENT-A-CAR SYSTEM INC 2107 | 11 HALAWA DR | Kaanapali | HI | 96761 | Jose Ruiz
9-502763 | 2000-02-09 | 930112 | Site Cleanup Completed (NFA) | Maui County KIHEI FIRE STATION | 11 WAIMAHAIHAI | Kihei | HI | 96753 | Jose Ruiz
9-501697 | 1998-09-25 | 930067 | Site Cleanup Completed (NFA) | ISLAND DODGE | 110 S HANA HWY | Kahului | HI | 96732 | Richard Takaba
9-501006 | 2012-11-30 | 080014 | Site Cleanup Completed (NFA) | ALOHA SHELL | 110 S PUUNENE ST | Kahului | HI | 96732 | Shaobin Li
9-502183 | 1999-11-29 | 000035 | Site Cleanup Completed (NFA) | MINIT STOP MAKAWAO | 1100 MAKAWAO AVE | Makawao | HI | 96768 | Renato Maniulit
9-200116 | 2007-03-06 | 050011 | Site Cleanup Completed (NFA) | PEARL CITY POLICE STATION | 1100 WAIMANO HOME RD | Pearl City | HI | 96782 | Darren Park
9-200116 | 1997-07-30 | 940065 | Site Cleanup Completed (NFA) | PEARL CITY POLICE STATION | 1100 WAIMANO HOME RD | Pearl City | HI | 96782 | Darren Park
9-601320 | 2002-09-18 | 020029 | Site Cleanup Completed (NFA) | DUKE'S KILAUEA SHELL | 1104 KILAUEA AVE. | Hilo | HI | 96720 | Jose Ruiz
9-601320 | 2002-06-19 | 930099 | Site Cleanup Completed (NFA) | DUKE'S KILAUEA SHELL | 1104 KILAUEA AVE. | Hilo | HI | 96720 | Jose Ruiz
9-103178 | 1997-06-12 | 960071 | Site Cleanup Completed (NFA) | COMPUTER CITY AT WARD VILLAGE SHOPS | 1108 AUAHI ST | Honolulu | HI | 96814 | Jose Ruiz
9-601834 | 1998-01-04 | 940040 | Site Cleanup Completed (NFA) | SEARS ROEBUCK & COMPANY | 111 E PUAINAKO ST | Hilo | HI | 96720 | Jose Ruiz
9-603106 | 2002-10-31 | 030002 | Site Cleanup Completed (NFA) | PRINCE KUHIO PLAZA | 111 E PUAINAKO ST | Hilo | HI | 96720 | Richard Takaba
9-100097 | 1995-02-07 | 910027 | Site Cleanup Completed (NFA) | C&CH WATERFRONT FIRE STATION | 111 N NIMITZ HWY | Honolulu | HI | 96817 | Eric Sadoyama
9-103082 | 1996-04-26 | 950084 | Site Cleanup Completed (NFA) | MALUHIA ELDERLY HOUSING | 1111 HALA DR | Honolulu | HI | 96813 | Roger Brewer
9-100334 | 1995-08-21 | 950095 | Site Cleanup Completed (NFA) | TEXACO STATION 61-100-0051 | 1111 KAPIOLANI BLVD | Honolulu | HI | 96814 | Roger Brewer
9-102914 | 1995-10-24 | 940114 | Site Cleanup Completed (NFA) | HONOLULU HAWAII AUTO REPAIR | 1111 WAIMANU ST | Honolulu | HI | 96814 | Roger Brewer
9-101017 | 2012-10-23 | 080031 | Site Cleanup Completed with EHE | MCCULLY SHELL | 1115 McCULLY ST | Honolulu | HI | 96826 | Shunsheng Fu
9-100758 | 1998-09-23 | 900061 | Site Cleanup Completed (NFA) | DOLE WAHIAWA PLANTATION | 1116 WHITMORE AVE | Schofield Barracks | HI | 96786 | Jose Ruiz
9-100342 | 1999-05-12 | 900103 | Site Cleanup Completed (NFA) | TEXACO STATION | 1119 UNIVERSITY AVE | Honolulu | HI | 96826 | Lene Ichinotsubo
9-101369 | 1995-08-31 | 930107 | Site Cleanup Completed (NFA) | McWAYNE MARINE SUPPLY | 1125 ALA MOANA BLVD | Honolulu | HI | 96814 | Eric Sadoyama
9-701695 | 2000-05-25 | 900077 | Site Cleanup Completed (NFA) | KAPAA SUPER SERVICE | 1125 KUHIO HWY | Kapaa | HI | 96746 | Shaobin Li
9-701695 | 2015-05-18 | 080023 | Remedy Decision Pending (ongoing monitoring) | KAPAA SUPER SERVICE | 1125 KUHIO HWY | Kapaa | HI | 96746 | Shaobin Li
9-100857 | 2001-06-20 | 000046 | Site Cleanup Completed (NFA) | KEWALO MARINE SERVICES | 1125C ALA MOANA BLVD | Honolulu | HI | 96814 | Shaobin Li
9-100150 | 1995-10-24 | 900069 | Site Cleanup Completed (NFA) | MTL BUS FACILITY | 1133 ALAPAI ST | Honolulu | HI | 96813 | Eric Sadoyama
9-101808 | 2005-05-12 | 980024 | Site Cleanup Completed (NFA) | SAWAI BROTHERS PAINTING CO. LTD. | 1135 N SCHOOL ST | Honolulu | HI | 96817 | Chad Pritchard
9-100028 | 1995-10-02 | 930033 | Site Cleanup Completed (NFA) | 7-11 KAPALAMA | 1136 N KING ST. | Honolulu | HI | 96817 | Roger Brewer
9-100278 | 2003-09-02 | 010024 | Site Cleanup Completed (NFA) | McKINLEY MOTOR SERVICE, INC. | 1139 KAPIOLANI BLVD | Honolulu | HI | 96814 | Shaobin Li
9-102930 | 2005-08-23 | 940161 | Site Cleanup Completed (NFA) | MALULANI HALE | 114 N KUAKINI ST | Honolulu | HI | 96800 | Richard Takaba
9-603428 | 2001-12-03 | 990126 | Site Cleanup Completed (NFA) | FRANK'S FOODS, INC | 1141 W KAWAILANI AVE | Hilo | HI | 96720 | Mark Sutterfield
9-200050 | 2014-03-27 | 020030 | Site Cleanup Completed with EHE/EHMP | TESORO 2GO 61017 | 1143 KAILUA RD. | Kailua | HI | 96734 | Josh Nagashima
9-200050 | 2014-03-27 | 080044 | Site Cleanup Completed with EHE/EHMP | TESORO 2GO 61017 | 1143 KAILUA RD. | Kailua | HI | 96734 | Josh Nagashima
9-100212 | 2003-08-04 | 990034 | Site Cleanup Completed (NFA) | GRG ENTERPRISE INC. BASIN MARINE | 115 AHUI ST | Honolulu | HI | 96813 | Richard Takaba
9-201776 | 1996-04-16 | 920174 | Site Cleanup Completed (NFA) | U.S. POSTAL SERVICE - WAHIAWA | 115 LEHUA ST | Wahiawa | HI | 96786 | Not Assigned
9-102450 | 2000-04-20 | 920070 | Site Cleanup Completed (NFA) | BOB CISCO | 1152 WAIMANU ST | Honolulu | HI | 96814 | Renato Maniulit
9-100734 | 1994-05-24 | 930086 | Site Cleanup Completed (NFA) | FUJISHIGE TRUCKING CO, LTD. | 117 ADAMS WY | Honolulu | HI | 96819 | Raymond Seid
9-100038 | 2005-03-02 | 890005 | Site Cleanup Completed (NFA) | MARK'S PIIKOI SERVICE L-3667 | 1180 S KING ST | Honolulu | HI | 96814 | Shaobin Li
9-103800 | 2006-01-19 | 060010 | Site Cleanup Completed (NFA) | Koolani Tower | 1189 Waimanu Street | Honolulu | HI | 96814 | Richard Takaba
9-201458 | 2000-09-20 | 000096 | Site Cleanup Completed (NFA) | Mahalo Wahiawa | 119 N KAMEHAMEHA HWY | Wahiawa | HI | 96786 | Renato Maniulit
9-601650 | 1999-10-11 | 990184 | Site Cleanup Completed (NFA) | HILO MEDICAL CENTER | 1190 WAIANUENUE AVE | Hilo | HI | 96720 | Jeffrey Ung
9-702204 | 1994-10-31 | 900122 | Site Cleanup Completed (NFA) | KODANI SERVICE STATION | 1191 KUHIO HWY | Kapaa | HI | 96746 | Lene Ichinotsubo
9-103266 | 2001-03-21 | 010021 | Site Cleanup Completed (NFA) | GTE HAWAIIAN TEL WAIMANU BASE YARD | 1192 WAIMANU ST | Honolulu | HI | 96814 | Richard Takaba
9-103241 | 1996-10-23 | 960097 | Site Cleanup Completed (NFA) | City Square 76 Gas Station | 1199 DILLINGHAM BLVD | Honolulu | HI | 96817 | Richard Takaba
9-103241 | 2013-01-09 | 030045 | Confirmed Release | City Square 76 Gas Station | 1199 DILLINGHAM BLVD | Honolulu | HI | 96817 | Richard Takaba
9-502696 | 2009-02-11 | 090006 | Site Cleanup Completed (NFA) | MAUI PINEAPPLE COMPANY, LTD. - P | 120 KANE ST | Kahului | HI | 96732 | Josh Nagashima
9-502695 | 1997-10-28 | 950086 | Site Cleanup Completed (NFA) | MAUI PINEAPPLE CO., LTD - CARP S | 120 KANE ST | Kahului | HI | 96732 | David Hodges
9-501832 | 2007-10-16 | 900052 | Site Cleanup Completed (NFA) | MAUI PINEAPPLE CO. LTD -- KAHULUI CANNERY | 120 KANE ST | Kahului | HI | 96732 | Richard Takaba
9-502695 | 1995-04-28 | 940179 | Site Cleanup Completed (NFA) | MAUI PINEAPPLE CO., LTD - CARP S | 120 KANE ST | Kahului | HI | 96732 | David Hodges
9-100209 | 2006-10-02 | 960059 | Site Cleanup Completed (NFA) | FORMER FLYNN LEARNER | 120 SAND ISLAND ACCESS RD | Honolulu | HI | 96819 | Darren Park
9-101099 | 1999-04-29 | 980238 | Site Cleanup Completed (NFA) | PIIKOI CHEVRON SS | 1201 S KING ST | Honolulu | HI | 96814 | Chad Pritchard
9-101099 | 2005-08-09 | 040021 | Site Cleanup Completed (NFA) | PIIKOI CHEVRON SS | 1201 S KING ST | Honolulu | HI | 96814 | Chad Pritchard
9-100081 | 1995-05-11 | 910029 | Site Cleanup Completed (NFA) | C&CH MAKIKI FIRE STATION | 1202 WILDER AVE | Honolulu | HI | 96822 | Roger Brewer
9-101021 | 1996-04-03 | 920159 | Site Cleanup Completed (NFA) | WES'S KAPIOLANI SHELL SS | 1204 KAPIOLANI BLVD | Honolulu | HI | 96814 | Eric Sadoyama
9-503099 | 1996-07-05 | 950128 | Site Cleanup Completed (NFA) | GOODYEAR AUTO SERVICE CENTER 8026 | 121 ALAMAHA ST | Kahului | HI | 96732 | Jose Ruiz
9-101799 | 2002-06-10 | 920180 | Site Cleanup Completed (NFA) | U.S. COAST GUARD BASE (KKH) | 1217 ICARUS WY | Honolulu | HI | 96819 | Richard Takaba
9-101799 | 1999-10-05 | 980224 | Site Cleanup Completed (NFA) | U.S. COAST GUARD BASE (KKH) | 1217 ICARUS WY | Honolulu | HI | 96819 | Richard Takaba
9-101799 | 2008-05-27 | 080033 | Site Cleanup Completed (NFA) | U.S. COAST GUARD BASE (KKH) | 1217 ICARUS WY | Honolulu | HI | 96819 | Richard Takaba
9-103346 | 1998-09-08 | 980032 | Site Cleanup Completed (NFA) | OAHU PLUMBING & SHEETMETAL | 1217 N KING ST | Honolulu | HI | 96819 | Jose Ruiz
9-502437 | 1999-05-24 | 990198 | Site Cleanup Completed (NFA) | NAKAMURA MORTUARY, INC | 1218 LOWER MAIN ST | Wailuku | HI | 96793 | Renato Maniulit
9-103531 | 2001-06-13 | 010007 | Site Cleanup Completed (NFA) | ALEXANDER TOWER | 1226 ALEXANDER ST | Honolulu | HI | 96826 | Jose Ruiz
9-101276 | 2005-11-03 | 060001 | Site Cleanup Completed (NFA) | SCHUMAN CARRIAGE MOTORS, LTD. | 1234 S BERETANIA ST | Honolulu | HI | 96814 | Richard Takaba
9-101276 | 2000-04-19 | 900058 | Site Cleanup Completed (NFA) | SCHUMAN CARRIAGE MOTORS, LTD. | 1234 S BERETANIA ST | Honolulu | HI | 96814 | Richard Takaba
9-100340 | 1999-03-08 | 980250 | Site Cleanup Completed (NFA) | TEXACO STATION | 1239 S KING ST | Honolulu | HI | 96814 | Richard Takaba
9-100340 | 1999-03-08 | 980194 | Site Cleanup Completed (NFA) | TEXACO STATION | 1239 S KING ST | Honolulu | HI | 96814 | Richard Takaba
9-100804 | 2007-09-13 | 930019 | Site Cleanup Completed (NFA) | TRANS HAWAIIAN - OAHU, INC. | 124 PUUHALE RD | Honolulu | HI | 96819 | Richard Takaba
9-100804 | 2007-09-13 | 990140 | Site Cleanup Completed (NFA) | TRANS HAWAIIAN - OAHU, INC. | 124 PUUHALE RD | Honolulu | HI | 96819 | Richard Takaba
9-100258 | 1999-05-11 | 930050 | Site Cleanup Completed (NFA) | JOHIRO BROTHERS, INC. | 1240 MOOKAULA ST | Honolulu | HI | 96817 | Richard Takaba
9-201179 | 1999-08-17 | 940142 | Site Cleanup Completed (NFA) | ALOHA PALI | 1247 KAILUA RD | Kailua | HI | 96734 | Richard Takaba
9-101115 | 1999-04-01 | 980031 | Site Cleanup Completed (NFA) | 7-11 ALA MOANA | 1260 ALA MOANA BLVD | Honolulu | HI | 96814 | Shaobin Li
9-101115 | 2005-03-02 | 040001 | Site Cleanup Completed (NFA) | 7-11 ALA MOANA | 1260 ALA MOANA BLVD | Honolulu | HI | 96814 | Shaobin Li
9-601628 | 1993-08-19 | 930044 | Site Cleanup Completed (NFA) | FAIRWAY SERVICE STATION | 1260 KILAUEA AVE. | Hilo | HI | 96720 | Josh Nagashima
9-601628 | 2012-03-27 | 120003 | Site Cleanup Completed (NFA) | FAIRWAY SERVICE STATION | 1260 KILAUEA AVE. | Hilo | HI | 96720 | Josh Nagashima
9-101773 | 2000-05-17 | 900116 | Site Cleanup Completed (NFA) | U.S. POSTAL SERVICE - KAPALAMA | 1271 N KING ST | Honolulu | HI | 96817 | Jeffrey Ung
9-500373 | 1995-02-28 | 890029 | Site Cleanup Completed (NFA) | TESORO 2GO #61073 | 1279 S KIHEI RD | Kihei | HI | 96753 | Shunsheng Fu
9-500373 | 2014-05-16 | 100023 | Site Cleanup Completed (NFA) | TESORO 2GO #61073 | 1279 S KIHEI RD | Kihei | HI | 96753 | Shunsheng Fu
9-103240 | 2001-10-23 | 010054 | Site Cleanup Completed (NFA) | UNITED PARCEL SERVICE (PMID 009187) | 128 MOKUEA PL | Honolulu | HI | 96819 | Jose Ruiz
9-503244 | 2010-04-16 | 970004 | Site Cleanup Completed with EHMP | AZEKA PLACE 1 SHOPPING CENTER | 1280 KIHEI RD | Kihei | HI | 96753 | Shunsheng Fu
9-502725 | 1993-07-16 | 930078 | Site Cleanup Completed (NFA) | Maui County Hwy Div Makawao Base yard | 1295 Makawao Ave | Makawao | HI | 96768 | Not Assigned
9-302990 | 1999-12-10 | 950005 | Site Cleanup Completed (NFA) | Maui County MOLOKAI FIRE STATION 4 | 130 AINOA ST | Kaunakakai | HI | 96748 | Jose Ruiz
9-501245 | 2009-06-08 | 040011 | Site Cleanup Completed (NFA) | LLOYD'S KAHULUI CHEVRON | 130 W KAMEHAMEHA AVE | Kahului | HI | 96732 | Richard Takaba
9-501245 | 2009-06-08 | 040068 | Site Cleanup Completed (NFA) | LLOYD'S KAHULUI CHEVRON | 130 W KAMEHAMEHA AVE | Kahului | HI | 96732 | Richard Takaba
9-602875 | 2008-02-19 | 980055 | Site Cleanup Completed (NFA) | HAWAII AIR NATIONAL GUARD 291 CBCS | 1300 KEKUANAOA ST BLDG 702 TANK 702-1, 702-2 | Hilo | HI | 96720 | Darren Park
9-100901 | 1999-09-24 | 990096 | Site Cleanup Completed (NFA) | QUEEN'S MEDICAL CENTER | 1301 PUNCHBOWL ST | Honolulu | HI | 96813 | Richard Takaba
9-101110 | 1999-11-04 | 970009 | Site Cleanup Completed (NFA) | BENTON'S MIDDLE STREET CHEVRON | 1305 MIDDLE ST | Honolulu | HI | 96819 | Roxanne Kwan
9-103611 | 1999-12-13 | 000038 | Site Cleanup Completed (NFA) | KING'S VILLAGE SHOPPING CENTER | 131 KAIULANI AVE | Honolulu | HI | 96819 | Richard Takaba
9-101544 | 1999-12-06 | 930134 | Site Cleanup Completed (NFA) | HONOLULU BODY & FENDER SHOP | 131 MOKAUEA ST | Honolulu | HI | 96819 | Richard Takaba
9-102410 | 1998-09-11 | 910069 | Site Cleanup Completed (NFA) | SHRINERS HOSPITALS FOR CRIPPLED CHILDREN | 1310 PUNAHOU ST | Honolulu | HI | 96826 | David Hodges
9-100348 | 1998-01-29 | 980039 | Site Cleanup Completed (NFA) | TESORO 2GO #61022 | 1311 PALAMA ST | Honolulu | HI | 96817 | Steven Okoji
9-103862 | 2008-07-10 | 080039 | Site Cleanup Completed (NFA) | former T J Auto Repair | 1314 N. School Street | Honolulu | HI | 96817 | Darren Park
9-100037 | 1998-10-30 | 900119 | Site Cleanup Completed (NFA) | ALA MOANA UNOCAL | 1322 KAPIOLANI BLVD | Honolulu | HI | 96814 | Eric Sadoyama
9-102478 | 2002-04-12 | 920086 | Site Cleanup Completed (NFA) | KANE'S AUTO REPAIR | 1325 MIDDLE ST | Honolulu | HI | 96819 | Shunsheng Fu
9-600644 | 1999-11-26 | 990216 | Site Cleanup Completed (NFA) | FAIR CONTRACTING CO LTD | 133 MAKAALA ST | Hilo | HI | 96720 | David Hodges
9-600152 | 1995-10-27 | 920063 | Site Cleanup Completed (NFA) | HILO RADIATOR & GLASS | 1335 KINOOLE ST | Hilo | HI | 96720 | Roger Brewer
9-502765 | 1997-10-20 | 930114 | Site Cleanup Completed (NFA) | Maui County MAKAWAO FIRE STATION | 134 MAKAWAO AVE | Makawao | HI | 96768 | Steven Okoji
9-100032 | 2013-07-26 | 090002 | Site Cleanup Completed with EHE | Mid Pac Petroleum 254539 (prev: BURT'S UNOCAL SERVICe) | 1342 N SCHOOL ST | Honolulu | HI | 96817 | Richard Takaba
9-100032 | 2013-07-26 | 040006 | Site Cleanup Completed with EHE | Mid Pac Petroleum 254539 (prev: BURT'S UNOCAL SERVICe) | 1342 N SCHOOL ST | Honolulu | HI | 96817 | Richard Takaba
9-100032 | 2013-07-26 | 980023 | Site Cleanup Completed with EHE | Mid Pac Petroleum 254539 (prev: BURT'S UNOCAL SERVICe) | 1342 N SCHOOL ST | Honolulu | HI | 96817 | Richard Takaba
9-701839 | 1998-12-09 | 980220 | Site Cleanup Completed (NFA) | ORGANIZATIONAL MAINT. SHOP 5 | 1-3460 KAUMUALII HWY | Hanapepe | HI | 96716 | Jose Ruiz
9-100886 | 2007-05-05 | 980101 | Site Cleanup Completed (NFA) | MOANALUA GARDENS | 1350 A PINEAPPLE PL | Honolulu | HI | 96819 | Shunsheng Fu
9-103745 | 2002-08-22 | 020027 | Site Cleanup Completed (NFA) | SAND ISLAND WASTEWATER TREATMENT PLANT | 1350 SAND ISLAND PARKWAY | Honolulu | HI | 96819 | Shunsheng Fu
9-703263 | 2005-06-22 | 970119 | Site Cleanup Completed (NFA) | CILIA'S SERVICE STATION | 1-3509 KAUMUALII HWY | Hanapepe | HI | 96716 | Haven Westerman
9-102161 | 2001-04-18 | 910079 | Site Cleanup Completed (NFA) | ISLAND PAINTING | 1353 MOOKAULA ST | Honolulu | HI | 96817 | Shunsheng Fu
9-103867 | 2010-02-11 | 080049 | Site Cleanup Completed (NFA) | Bob's Bar B Que | 1366 Dillingham Blvd | Honolulu | HI | 96817 | Richard Takaba
9-701551 | 2001-04-19 | 940192 | Site Cleanup Completed (NFA) | WESTERN MOTORS SERVICE, INC. | 1-3680 KAUMUALII HWY | Hanapepe | HI | 96716 | Jose Ruiz
9-501005 | 2003-09-15 | 980104 | Site Cleanup Completed (NFA) | ILIMA SHELL | 137 KAAHUMANU AVE | Kahului | HI | 96732 | Richard Takaba
9-100832 | 2005-06-30 | 930001 | Site Cleanup Completed (NFA) | YAJIMA OIL OF USA INC | 1375 S KING ST | Honolulu | HI | 96814 | Shunsheng Fu
9-100832 | 2003-04-25 | 030031 | Site Cleanup Completed (NFA) | YAJIMA OIL OF USA INC | 1375 S KING ST | Honolulu | HI | 96814 | Shunsheng Fu
9-101720 | 1994-12-28 | 880012 | Site Cleanup Completed (NFA) | BERETANIA CHEVRON 0423 | 1378 S BERETANIA ST | Honolulu | HI | 96814 | Haven Westerman
9-101720 | 2005-08-08 | 040024 | Site Cleanup Completed (NFA) | BERETANIA CHEVRON 0423 | 1378 S BERETANIA ST | Honolulu | HI | 96814 | Haven Westerman
9-101720 | 1999-04-20 | 960076 | Site Cleanup Completed (NFA) | BERETANIA CHEVRON 0423 | 1378 S BERETANIA ST | Honolulu | HI | 96814 | Haven Westerman
9-100185 | 1999-10-26 | 950131 | Site Cleanup Completed (NFA) | CUTTER CHEVROLET | 1391 KAPIOLANI BLVD | Honolulu | HI | 96814 | Renato Maniulit
9-503478 | 2000-02-07 | 000066 | Site Cleanup Completed (NFA) | AKINA BUS SERVICE | 140 ALAHELE ST | Kihei | HI | 96753 | Renato Maniulit
9-101229 | 1994-12-27 | 880013 | Site Cleanup Completed (NFA) | HIRAM'S CHEVRON SERVICE | 140 S. SCHOOL ST | Honolulu | HI | 96813 | Raymond Seid
9-101237 | 2014-07-23 | 910023 | Site Cleanup Completed with EHE/EHMP | KAPALAMA CHEVRON | 1402 N SCHOOL ST | Honolulu | HI | 96817 | Richard Takaba
9-101198 | 2004-06-15 | 990010 | Active Remediation | AIM SCHOOL ST. | 1403 N SCHOOL ST | Honolulu | HI | 96817 | Richard Takaba
9-100035 | 2010-12-21 | 000082 | Site Cleanup Completed with EHMP | Mid Pac Petroleum 250344 (prev: Don's makiki) | 1406 S BERETANIA ST | Honolulu | HI | 96814 | Shunsheng Fu
9-100035 | 2010-03-29 | 920175 | Site Cleanup Completed (NFA) | Mid Pac Petroleum 250344 (prev: Don's makiki) | 1406 S BERETANIA ST | Honolulu | HI | 96814 | Shunsheng Fu
9-200120 | 1993-12-21 | 930100 | Site Cleanup Completed (NFA) | WAHIAWA CORPORATION YARD | 141 CALIFORNIA AVE | Schofield Barracks | HI | 96786 | Eric Sadoyama
9-603900 | 2010-08-02 | 100022 | Site Cleanup Completed (NFA) | Old Western Auto Store | 141 Haili St | Hilo | HI | 96720 | Richard Takaba
9-100801 | 2001-10-01 | 890011 | Monitored Natural Attenuation | MATSON TERMINALS & MAINTENANCE F | 1411 SAND ISLAND ACCESS RD | Honolulu | HI | 96819 | Shunsheng Fu
9-201485 | 2000-08-17 | 990215 | LUST Cleanup Initiated | R.H.S. LEE, INC. | 1414 WAIHONA PL | Pearl City | HI | 96782 | Shunsheng Fu
9-503941 | 2014-09-10 | 140014 | Site Cleanup Completed (NFA) | Charley's Restaurand and Saloon parking lot | 142 Hana Hwy | Paia | HI | 96779 | Shaobin Li
9-501619 | 2008-09-16 | 080045 | Site Cleanup Completed (NFA) | NATIONAL CAR RENTAL SYSTEM INC (PMID OGG002121) | 142 MOKUEA PL | Kahului | HI | 96732 | Josh Nagashima
9-501619 | 1997-08-27 | 880010 | Site Cleanup Completed (NFA) | NATIONAL CAR RENTAL SYSTEM INC (PMID OGG002121) | 142 MOKUEA PL | Kahului | HI | 96732 | Josh Nagashima
9-103458 | 1999-02-12 | 990006 | Site Cleanup Completed (NFA) | ARCADIA RETIREMENT | 1434 PUNAHOU ST | Honolulu | HI | 96822 | Jeffrey Ung
9-100833 | 2008-10-22 | 980196 | Site Cleanup Completed (NFA) | MAKIKI SHELL | 1436 S BERETANIA ST | Honolulu | HI | 96814 | Shunsheng Fu
9-100833 | 2005-06-22 | 040039 | Site Cleanup Completed (NFA) | MAKIKI SHELL | 1436 S BERETANIA ST | Honolulu | HI | 96814 | Shunsheng Fu
9-100833 | 1999-10-19 | 930023 | Site Cleanup Completed (NFA) | MAKIKI SHELL | 1436 S BERETANIA ST | Honolulu | HI | 96814 | Shunsheng Fu
9-103539 | 2000-03-23 | 000043 | Site Cleanup Completed (NFA) | CLASSIC RUSTPROOFING | 1437 N KING ST | Honolulu | HI | 96817 | Richard Takaba
9-601632 | 1994-12-05 | 950026 | Site Cleanup Completed (NFA) | HITCO MOVING & STORAGE | 144 MAKAALA ST | Hilo | HI | 96720 | Roger Brewer
9-103435 | 1999-05-18 | 990002 | Site Cleanup Completed (NFA) | BENIYA SHOKUDO CATERING | 1448 KALANI ST | Honolulu | HI | 96817 | Richard Takaba
9-200830 | 2001-12-11 | 990154 | Site Cleanup Completed (NFA) | COMMAND CONSTRUCTION CO. | 145 HEKILI ST | Kailua | HI | 96734 | Richard Takaba
9-101837 | 1998-10-06 | 930057 | Site Cleanup Completed (NFA) | SEARS ROEBUCK & COMPANY 1158 | 1450 ALA MOANA BLVD #1000 | Honolulu | HI | 96814 | Eric Sadoyama
9-101190 | 1995-02-07 | 900072 | Site Cleanup Completed (NFA) | AIM 10th AVE. | 1451 10TH AVE | Honolulu | HI | 96816 | Janet Sherrer
9-100114 | 2000-09-05 | 930074 | Site Cleanup Completed (NFA) | HONOLULU STATION - PAWAA ANNEX | 1455 S BERETANIA ST | Honolulu | HI | 96814 | Richard Takaba
9-500558 | 2001-04-05 | 920038 | Site Cleanup Completed (NFA) | LAHAINA CENTRAL OFFICE | 147 DICKENSON ST | Lahaina | HI | 96761 | Shunsheng Fu
9-500422 | 2011-02-11 | 920014 | Site Cleanup Completed (NFA) | J'S SHELL STATION | 147 S PUUNENE AVE | Kahului | HI | 96732 | Shunsheng Fu
9-500422 | 2011-02-11 | 060024 | Site Cleanup Completed (NFA) | J'S SHELL STATION | 147 S PUUNENE AVE | Kahului | HI | 96732 | Shunsheng Fu
9-100173 | 1994-11-21 | 920032 | Site Cleanup Completed (NFA) | AVIS RENT- A-CAR SYSTEM INC | 148 KAIULANI AVE | Honolulu | HI | 96815 | Raymond Seid
9-502477 | 2008-06-30 | 080013 | Site Cleanup Completed (NFA) | Mark Mill34 | 1487 / 1488 HONOAPIILANI HWY | Waikapu | HI | 96793 | Darren Park
9-100889 | 1998-11-18 | 910063 | Site Cleanup Completed (NFA) | ROD'S AUTO SERVICE | 1489 PUNCHBOWL ST | Honolulu | HI | 96813 | Richard Takaba
9-503790 | 2006-04-28 | 060023 | Site Cleanup Completed (NFA) | FORMER PAIA GENREAL STORE | 149 HANA HIGHWAY | Paia | HI | 96779 | Richard Takaba
9-503641 | 2007-01-30 | 040064 | Site Cleanup Completed (NFA) | Maalaea 76 | 15 KAPOLI ST. | Wailuku | HI | 96793 | Shunsheng Fu
9-501686 | 2001-10-19 | 900073 | Site Cleanup Completed (NFA) | AMFAC DISTRIBUTION HI. INC | 150 HANA HWY | Kahului | HI | 96732 | Mark Sutterfield
9-200329 | 2008-09-01 | 070016 | Exposure Prevention Management Plan | AIM Wahiawa | 150 N. KAMEHAMEHA HWY. | Wahiawa | HI | 96786 | Shunsheng Fu
9-200329 | 2000-07-19 | 950028 | Site Cleanup Completed (NFA) | AIM Wahiawa | 150 N. KAMEHAMEHA HWY. | Wahiawa | HI | 96786 | Shunsheng Fu
9-200329 | 2008-09-01 | 050027 | Exposure Prevention Management Plan | AIM Wahiawa | 150 N. KAMEHAMEHA HWY. | Wahiawa | HI | 96786 | Shunsheng Fu
9-200329 | 2000-07-19 | 980143 | Site Cleanup Completed (NFA) | AIM Wahiawa | 150 N. KAMEHAMEHA HWY. | Wahiawa | HI | 96786 | Shunsheng Fu
9-601942 | 1999-02-03 | 990069 | Site Cleanup Completed (NFA) | WAIKOLOA SEWER PUMP STATION | 150 WAIKOLOA BEACH DR | Waikoloa | HI | 96738 | Jeffrey Ung
9-100041 | 1998-12-09 | 960074 | Site Cleanup Completed (NFA) | Mid Pac Petroleum 253943 (prev: LIONEL'S UNOCAL) | 1505 S. KING ST. | Honolulu | HI | 96826 | Shunsheng Fu
9-100041 | 1996-05-20 | 930032 | Site Cleanup Completed (NFA) | Mid Pac Petroleum 253943 (prev: LIONEL'S UNOCAL) | 1505 S. KING ST. | Honolulu | HI | 96826 | Shunsheng Fu
9-100041 | 2007-10-01 | 070020 | Site Cleanup Completed (NFA) | Mid Pac Petroleum 253943 (prev: LIONEL'S UNOCAL) | 1505 S. KING ST. | Honolulu | HI | 96826 | Shunsheng Fu
9-100224 | 2011-06-01 | 960030 | Site Cleanup Completed (NFA) | GAS PLUS | 1524 S KING ST | Honolulu | HI | 96826 | To VRP
9-100915 | 1996-05-13 | 910078 | Site Cleanup Completed (NFA) | TESORO 2GO #61012 | 1529 DILLINGHAM BLVD | Honolulu | HI | 96817 | Eric Sadoyama
9-200018 | 1996-01-29 | 910025 | Site Cleanup Completed (NFA) | Mid Pac Petroleum 254342 (prev: KAILUA UNOCAL L-4342) | 153 ONEAWA ST | Kailua | HI | 96734 | Jose Ruiz
9-100268 | 2002-10-11 | 020042 | Site Cleanup Completed (NFA) | LOOMIS ARMORED INC. | 1540 KALANI ST | Honolulu | HI | 96817 | Richard Takaba
9-502621 | 1997-10-20 | 930098 | Site Cleanup Completed (NFA) | HALE MAKUA NURSING HOME - WAILUK | 1540 LOWER MAIN ST | Wailuku | HI | 96793 | Jose Ruiz
9-100059 | 2010-08-22 | 100006 | LUST Cleanup Initiated | Tesoro 2Go 61018 | 1549 S KING ST | Honolulu | HI | 96826 | Shunsheng Fu
9-103868 | 2008-11-04 | 090003 | Confirmed Release | The Watermark Waikiki | 1551 Ala Wai Blvd | Honolulu | HI | 96815 | Josh Nagashima
9-103517 | 2008-03-10 | 060033 | Site Cleanup Completed (NFA) | NEW OFFICE LOUNGE | 1551 KAPIOLANI BLVD | Honolulu | HI | 96814 | Shunsheng Fu
9-103517 | 2008-03-10 | 060012 | Site Cleanup Completed (NFA) | NEW OFFICE LOUNGE | 1551 KAPIOLANI BLVD | Honolulu | HI | 96814 | Shunsheng Fu
9-101387 | 1997-09-26 | 920184 | Site Cleanup Completed (NFA) | PUNAHOU REPAIR SHOP | 1558 S KING ST | Honolulu | HI | 96826 | David Hodges
9-500214 | 2000-03-08 | 000048 | Site Cleanup Completed (NFA) | CABANILA SHELL SERVICE | 156 PAPALAUA ST | Lahaina | HI | 96761 | Jeffrey Ung
9-601306 | 1998-01-21 | 900109 | Site Cleanup Completed (NFA) | ALLIED AGGREGATES CORP | 160 KEAA ST | Hilo | HI | 96720 | Steven Okoji
9-102755 | 1997-06-05 | 940017 | Site Cleanup Completed (NFA) | C&CH ELECTRICAL & MAINTENANCE SERV DEPT | 160 KOULA ST | Honolulu | HI | 96813 | Jose Ruiz
9-100297 | 2007-02-08 | 900015 | Site Cleanup Completed (NFA) | PUNAHOU SCHOOL - MAINTENANCE SHOP | 1601 PUNAHOU ST | Honolulu | HI | 96822 | Shaobin Li
9-101725 | 2000-06-30 | 980151 | Site Cleanup Completed (NFA) | 7-Eleven Nuuanu Pali | 1602 NUUANU AVE | Honolulu | HI | 96817 | Darren Park
9-101725 | 2006-11-09 | 050030 | Site Cleanup Completed (NFA) | 7-Eleven Nuuanu Pali | 1602 NUUANU AVE | Honolulu | HI | 96817 | Darren Park
9-501596 | 1997-05-07 | 960043 | Site Cleanup Completed (NFA) | MAKENA GOLF COURSE | 161 MAKENA RD | Kihei | HI | 96753 | Jose Ruiz
9-502432 | 1994-07-18 | 910086 | Site Cleanup Completed (NFA) | WAILEA FIELD OFFICE | 161 WAILEA IKE PL | Kihei | HI | 96753 | Roger Brewer
9-100087 | 1999-01-06 | 940137 | Site Cleanup Completed (NFA) | C&CH PAWAA FIRE STATION | 1610 MAKALOA ST | Honolulu | HI | 96814 | Eric Sadoyama
9-102495 | 1998-08-18 | 980165 | Site Cleanup Completed (NFA) | HPC FOODS, LTD. - REPAIR SHOP | 1612 DEMOCRAT ST | Honolulu | HI | 96819 | David Hodges
9-602961 | 1994-11-02 | 940193 | Site Cleanup Completed (NFA) | K. HAYASHI STORE | 16-1290 KAWAIHAE RD | Kamuela | HI | 96743 | Jose Ruiz
9-103736 | 2002-03-12 | 020017 | Site Cleanup Completed (NFA) | D&N AUTO BODY AND PAINTING INC | 1615 SILVA ST | Honolulu | HI | 96819 | Richard Takaba
9-103126 | 1997-12-22 | 960029 | Site Cleanup Completed (NFA) | KAMEHAMEHA HOUSING PROJECT | 1629 HAKA DR | Honolulu | HI | 96817 | Steven Okoji
9-100336 | 1993-05-11 | 920158 | Site Cleanup Completed (NFA) | ROY'S KAM TEXACO STATION | 1634 MAKUAHINE ST | Honolulu | HI | 96817 | Not Assigned
9-203471 | 1999-08-17 | 990194 | Site Cleanup Completed (NFA) | KSSK-FM TRANSMITTER SITE | 165 PALEHUA RIDGE (PALEHUA RD 6 MILES WEST OF WAIPAHU TOWNSHIP) | Ewa Beach | HI | 96706 | Richard Takaba
9-100023 | 2003-08-04 | 960081 | Site Cleanup Completed (NFA) | SAND ISLAND 76 | 165 SAND ISLAND ACCESS RD | Honolulu | HI | 96819 | Shunsheng Fu
9-100023 | 2002-02-08 | 020011 | Site Cleanup Completed (NFA) | SAND ISLAND 76 | 165 SAND ISLAND ACCESS RD | Honolulu | HI | 96819 | Shunsheng Fu
9-100167 | 2012-03-21 | 110012 | Site Cleanup Completed (NFA) | ALOHA MARINE | 1651 ALA MOANA BLVD | Honolulu | HI | 96815 | To Heer
9-500541 | 2001-10-09 | 980071 | Site Cleanup Completed (NFA) | HANA CENTRAL OFFICE | 1652 HANA HWY | Hana | HI | 96713 | Mark Sutterfield
9-603657 | 2011-01-18 | 080041 | Site Cleanup Completed (NFA) | KEAAU SHELL and FOODMART | 16-573 OLD VOLCANO RD | Keaau | HI | 96749 | Josh Nagashima
9-503723 | 2005-08-25 | 010046 | Site Cleanup Completed (NFA) | MAUI TROPICAL PLANTATION | 1670 HONOAPIILANI HWY | Wailuku | HI | 96793 | Richard Takaba
9-100834 | 1998-07-22 | 980097 | Site Cleanup Completed (NFA) | GAS 'N GLO INC | 1670 MAKALOA ST | Honolulu | HI | 96814 | Lene Ichinotsubo
9-600708 | 2000-06-19 | 940057 | Site Cleanup Completed (NFA) | TESORO GAS EXPRESS 82 | 1672 KAMEHAMEHA AVE | Hilo | HI | 96720 | Jeffrey Ung
9-103857 | 2008-06-20 | 080037 | Site Cleanup Completed (NFA) | JCRA Investments | 1685 Kapiolani property | Honolulu | HI | 96814 | Darren Park
9-100015 | 1995-03-08 | 910092 | Site Cleanup Completed (NFA) | TENNEY'S BISHOP UNION | 169 S BERETANIA ST | Honolulu | HI | 96813 | Roger Brewer
9-101427 | 2012-12-06 | 930083 | Site Cleanup Completed (NFA) | HONOLULU INTERNATIONAL COUNTRY CLUB | 1690 ALA PUUMALU ST | Honolulu | HI | 96818 | Thu Perry
9-603156 | 2000-06-24 | 960054 | Site Cleanup Completed (NFA) | Harper Car & Truck Rentals of Hawaii | 1690 Kamehameha Ave | Hilo | HI | 96720 | Richard Takaba
9-601325 | 1999-09-07 | 990073 | Site Cleanup Completed (NFA) | Kilauea 76 | 1698 KILAUEA AVE | Hilo | HI | 96720 | Eric Sadoyama
9-101100 | 1992-12-02 | 910002 | Site Cleanup Completed (NFA) | DOWNTOWN CHEVRON | 17 S BERETANIA ST | Honolulu | HI | 96813 | Sheila Mackenzie
9-100322 | 2008-05-30 | 070002 | Site Cleanup Completed with EHMP | AIM DILLINGHAM | 1701 DILLINGHAM BLVD. | Honolulu | HI | 96819 | Shunsheng Fu
9-100322 | 2005-03-08 | 980148 | Site Cleanup Completed (NFA) | AIM DILLINGHAM | 1701 DILLINGHAM BLVD. | Honolulu | HI | 96819 | Shunsheng Fu
9-100322 | 2000-05-08 | 980192 | Site Cleanup Completed (NFA) | AIM DILLINGHAM | 1701 DILLINGHAM BLVD. | Honolulu | HI | 96819 | Shunsheng Fu
9-100322 | 2005-06-20 | 040026 | Site Cleanup Completed (NFA) | AIM DILLINGHAM | 1701 DILLINGHAM BLVD. | Honolulu | HI | 96819 | Shunsheng Fu
9-102957 | 1995-05-01 | 940162 | Site Cleanup Completed (NFA) | MODERN MACARONI CO, LTD | 1708 MARY ST | Honolulu | HI | 96819 | Roger Brewer
9-100163 | 2010-04-16 | 010003 | Site Cleanup Completed with EHMP | ASSOCIATED STEEL WORKERS, LTD. | 1714 SILVA ST | Honolulu | HI | 96819 | Shunsheng Fu
9-101236 | 2002-04-26 | 880002 | Site Cleanup Completed (NFA) | KALIHI CHEVRON SELF SERVE 93183 | 1715 N KING ST | Honolulu | HI | 96819 | Jose Ruiz
9-500768 | 2000-05-09 | 960047 | Site Cleanup Completed (NFA) | ISLAND MOVERS, INC. | 172 ALAMAHA ST | Kahului | HI | 96732 | Renato Maniulit
9-102408 | 2001-02-27 | 010022 | Site Cleanup Completed (NFA) | STATE T.L. EQUIPMENT CORP. (EQUI | 1729 HOMERULE ST | Honolulu | HI | 96819 | Shumin Liu
9-100321 | 2003-02-11 | 000073 | Site Cleanup Completed (NFA) | TAGAMI AUTO SERVICE, LTD. | 1733 KAHAI ST | Honolulu | HI | 96819 | Shunsheng Fu
9-602718 | 2008-09-03 | 990032 | Site Cleanup Completed (NFA) | KEAAU SERVICE STATION INC. DBA Maika'i 76 | 17-349 HWY 11 | Kurtistown | HI | 96760 | Darren Park
9-101426 | 2000-06-27 | 940056 | Site Cleanup Completed (NFA) | B & A AUTOMOTIVE | 1739 LILIHA ST | Honolulu | HI | 96817 | Jose Ruiz
9-100079 | 1994-07-29 | 940107 | Site Cleanup Completed (NFA) | C&CH KALIHI FIRE STATION | 1742 N KING ST | Honolulu | HI | 96819 | Lene Ichinotsubo
9-103716 | 2001-10-01 | 010035 | Site Cleanup Completed (NFA) | R&S PLUMBING INC | 1744 HOE ST | Honolulu | HI | 96819 | Jose Ruiz
9-102069 | 1996-02-26 | 920133 | Site Cleanup Completed (NFA) | LILIHA CHEVRON | 1748 LILIHA ST | Honolulu | HI | 96817 | Eric Sadoyama
9-101196 | 1999-11-12 | 900065 | Site Cleanup Completed (NFA) | 7-11 NUUANU | 1755 NUUANU AVE | Honolulu | HI | 96817 | Jose Ruiz
9-102181 | 1994-09-26 | 900084 | Site Cleanup Completed (NFA) | ILIKAI HOTEL | 1777 ALA MOANA BLVD | Honolulu | HI | 96815 | Eric Sadoyama
9-101921 | 1995-08-31 | 900018 | Site Cleanup Completed (NFA) | DISCOVERY BAY | 1778 ALA MOANA BLVD | Honolulu | HI | 96815 | Not Assigned
9-600590 | 1999-09-23 | 920079 | Site Cleanup Completed (NFA) | NINOLE RADIO STATION | 18 MILES NORTH OF HILO | Ninole | HI | 96773 | Renato Maniulit
9-600449 | 1994-09-27 | 900012 | Site Cleanup Completed (NFA) | S.K. ODA, LTD. | 180 KALANIKOA ST | Hilo | HI | 96720 | Eric Sadoyama
9-600013 | 2009-02-09 | 040053 | Site Cleanup Completed (NFA) | Mid Pac Petroleum 2705956 | 1801 KAMEHAMEHA AVE | Hilo | HI | 96720 | Josh Nagashima
9-600013 | 2001-12-27 | 980027 | Site Cleanup Completed (NFA) | Mid Pac Petroleum 2705956 | 1801 KAMEHAMEHA AVE | Hilo | HI | 96720 | Josh Nagashima
9-100196 | 2002-09-25 | 950115 | Site Cleanup Completed (NFA) | ED DANG MACHINE WORKS, INC. | 1804 DEMOCRAT ST | Honolulu | HI | 96819 | Shunsheng Fu
9-101664 | 1998-04-06 | 980064 | Site Cleanup Completed (NFA) | TRENDS OF HAWAII | 1804 HART ST | Honolulu | HI | 96819 | Janet Sherrer
9-101997 | 1998-02-05 | 910021 | Site Cleanup Completed (NFA) | SIGN DESIGN | 1805 REPUBLICAN ST | Honolulu | HI | 96819 | Jose Ruiz
9-100295 | 2012-03-19 | 090026 | Site Cleanup Completed (NFA) | PNEUMATIC EQUIPMENT CO. | 1806 HOMERULE ST | Honolulu | HI | 96819 | Josh Nagashima
9-103037 | 1996-05-21 | 960062 | Site Cleanup Completed (NFA) | FAY INVESTMENTS ASSOCIATES | 1808 REPUBLICAN ST | Honolulu | HI | 96819 | Jose Ruiz
9-100047 | 2002-02-08 | 910048 | Site Cleanup Completed (NFA) | FUNAI'S UNION SERVICE L-5583 | 1810 KAPIOLANI BLVD | Honolulu | HI | 96813 | Shunsheng Fu
9-102681 | 1996-07-05 | 940132 | Site Cleanup Completed (NFA) | M K EQUIPMENT CORPORATION | 1811 HOMERULE ST | Honolulu | HI | 96819 | Jose Ruiz
9-100664 | 1994-07-06 | 930119 | Site Cleanup Completed (NFA) | TOMMY OF HAWAII, INC | 1812 AUIKI ST | Honolulu | HI | 96819 | Eric Sadoyama
9-600588 | 1996-09-19 | 960009 | Site Cleanup Completed (NFA) | MOUNTAIN VIEW CENTRAL OFFICE | 18-1361 Nichols Road | Volcano | HI | 96785 | Not Assigned
9-100819 | 2007-10-16 | 060020 | Site Cleanup Completed (NFA) | LING BROTHERS, LTD. | 1819-E LIPEEPEE ST | Honolulu | HI | 96815 | Richard Takaba
9-101176 | 2009-08-13 | 930095 | Site Cleanup Completed with EHMP | AIM Palolo | 1841 PALOLO AVE | Honolulu | HI | 96816 | Shunsheng Fu
9-101186 | 2009-12-09 | 080005 | Active Remediation | AIM King Street | 1860 N KING ST | Honolulu | HI | 96819 | Shunsheng Fu
9-101186 | 2009-12-09 | 020036 | Active Remediation | AIM King Street | 1860 N KING ST | Honolulu | HI | 96819 | Shunsheng Fu
9-102891 | 1997-07-30 | 940176 | Site Cleanup Completed (NFA) | C&CH KALIHI-UKA FIRE STATION | 1861 KAMEHAMEHA IV HWY | Honolulu | HI | 96819 | Steven Okoji
9-100117 | 2003-06-25 | 000062 | Site Cleanup Completed (NFA) | KALIHI POLICE STATION | 1865 KAMEHAMEHA IV RD | Honolulu | HI | 96819 | Richard Takaba
9-100117 | 1997-07-30 | 940177 | Site Cleanup Completed (NFA) | KALIHI POLICE STATION | 1865 KAMEHAMEHA IV RD | Honolulu | HI | 96819 | Richard Takaba
9-101112 | 1999-08-26 | 980015 | Site Cleanup Completed (NFA) | KEN T SERVICE | 1901 DILLINGHAM BLVD | Honolulu | HI | 96819 | Shunsheng Fu
9-101112 | 2003-05-15 | 030019 | Site Cleanup Completed (NFA) | KEN T SERVICE | 1901 DILLINGHAM BLVD | Honolulu | HI | 96819 | Shunsheng Fu
9-100246 | 1997-07-31 | 890007 | Site Cleanup Completed (NFA) | HONOLULU PLUMBING CO., LTD. | 1909 HOMERULE ST | Honolulu | HI | 96819 | Steven Okoji
9-600676 | 2004-03-16 | 030008 | Site Cleanup Completed (NFA) | MILLER GAS | 191 WAIANUENUE AVE | Hilo | HI | 96721 | Shunsheng Fu
9-600676 | 2004-03-16 | 030006 | Site Cleanup Completed (NFA) | MILLER GAS | 191 WAIANUENUE AVE | Hilo | HI | 96721 | Shunsheng Fu
9-600676 | 2004-03-16 | 030007 | Site Cleanup Completed (NFA) | MILLER GAS | 191 WAIANUENUE AVE | Hilo | HI | 96721 | Shunsheng Fu
9-102148 | 1999-08-12 | 900098 | Site Cleanup Completed (NFA) | LANI'S 66 SERVICE | 1912 KALIHI ST | Honolulu | HI | 96819 | Jose Ruiz
9-201671 | 2009-02-09 | 080016 | Site Cleanup Completed (NFA) | NISSAN OF WAHIAWA | 1912 WILIKINA DR | Schofield Barracks | HI | 96786 | Darren Park
9-601223 | 1998-12-15 | 980089 | Site Cleanup Completed (NFA) | DOWNTOWN CHEVRON | 192 KINOOLE ST | Hilo | HI | 96720 | Josh Nagashima
9-601223 | 2008-12-05 | 050032 | Site Cleanup Completed (NFA) | DOWNTOWN CHEVRON | 192 KINOOLE ST | Hilo | HI | 96720 | Josh Nagashima
9-601223 | 2006-05-03 | 040042 | Site Cleanup Completed (NFA) | DOWNTOWN CHEVRON | 192 KINOOLE ST | Hilo | HI | 96720 | Josh Nagashima
9-603388 | 1999-06-09 | 980217 | Site Cleanup Completed (NFA) | KIYOMI OMOTO | 1926 KAUMANA DR | Hilo | HI | 96720 | Renato Maniulit
9-102738 | 1995-02-28 | 930102 | Site Cleanup Completed (NFA) | HAWAIIAN MASON & PLASTERS UNION | 1930 AUIKI ST | Honolulu | HI | 96819 | Raymond Seid
9-501603 | 2000-02-29 | 990141 | Site Cleanup Completed (NFA) | LOKAHI PACIFIC | 1935 MAIN ST | Wailuku | HI | 96793 | Jose Ruiz
9-501603 | 2000-02-29 | 980218 | Site Cleanup Completed (NFA) | LOKAHI PACIFIC | 1935 MAIN ST | Wailuku | HI | 96793 | Jose Ruiz
9-101120 | 2010-10-22 | 110008 | Site Assessment Ongoing | TESORO 2GO # 61021 | 1950 KALIHI ST. | Honolulu | HI | 96819 | Josh Nagashima
9-101120 | 2012-04-16 | 120004 | Site Assessment Ongoing | TESORO 2GO # 61021 | 1950 KALIHI ST. | Honolulu | HI | 96819 | Josh Nagashima
9-101450 | 1993-09-09 | 930133 | Site Cleanup Completed (NFA) | PACIFIC TIRE | 1955 N KING ST | Honolulu | HI | 96819 | Not Assigned
9-101106 | 1997-09-11 | 970126 | Site Cleanup Completed (NFA) | JIMMY'S CHEVRON SERVICE | 1958 KALAKAUA AVE | Honolulu | HI | 96815 | Eric Sadoyama
9-500106 | 2007-03-06 | 880009 | Site Cleanup Completed (NFA) | Kihei 76 | 1961 S KIHEI RD | Kihei | HI | 96753 | Shunsheng Fu
9-500106 | 2011-02-08 | 100003 | Site Cleanup Completed (NFA) | Kihei 76 | 1961 S KIHEI RD | Kihei | HI | 96753 | Shunsheng Fu
9-301129 | 2001-01-02 | 980226 | Site Cleanup Completed (NFA) | RAWLINS CHEVRON SERVICE | 20 MAUNALOA HWY | Kaunakakai | HI | 96748 | Shumin Liu
9-501899 | 1994-11-30 | 940101 | Site Cleanup Completed (NFA) | HYATT REGENCY MAUI | 200 NOHEA KAI DR | Lahaina | HI | 96761 | Raymond Seid
9-503420 | 2001-10-15 | 010053 | Site Cleanup Completed (NFA) | County of Maui - Civil Defense | 200 S HIGH ST | Wailuku | HI | 96793 | Shunsheng Fu
9-603380 | 2000-04-04 | 990202 | Site Cleanup Completed (NFA) | UH Hilo | 200 W KAWILI ST | Hilo | HI | 96720 | Richard Takaba
9-603380 | 1999-08-03 | 980134 | Site Cleanup Completed (NFA) | UH Hilo | 200 W KAWILI ST | Hilo | HI | 96720 | Richard Takaba
9-101266 | 1997-06-10 | 920073 | Site Cleanup Completed (NFA) | CHEVRON U.S.A., INC. | 2002 KALAKAUA AVE | Honolulu | HI | 96815 | Steven Okoji
9-101028 | 2010-02-11 | 080028 | Site Cleanup Completed (NFA) | PACIFIC HEIGHTS SHELL | 2004 PACIFIC HEIGHTS RD | Honolulu | HI | 96813 | Josh Nagashima
9-101028 | 1999-08-11 | 910014 | Site Cleanup Completed (NFA) | PACIFIC HEIGHTS SHELL | 2004 PACIFIC HEIGHTS RD | Honolulu | HI | 96813 | Josh Nagashima
9-100818 | 2015-03-20 | 140024 | Site Cleanup Completed (NFA) | HILTON HAWAIIAN VILLAGE | 2005 KALIA RD | Honolulu | HI | 96815 | Shaobin Li
9-100818 | 1991-11-11 | 900106 | Site Cleanup Completed (NFA) | HILTON HAWAIIAN VILLAGE | 2005 KALIA RD | Honolulu | HI | 96815 | Shaobin Li
9-501748 | 1999-08-25 | 990122 | Site Cleanup Completed (NFA) | Lahaina SPS2 (Honoapiilani) | 2010 Honoapiilani Hwy / Kaanapali Hwy | Lahaina | HI | 96761 | Jose Ruiz
9-103157 | 1997-01-30 | 960056 | Site Cleanup Completed (NFA) | UNIVERSITY OF HAWAII FEDERAL CRE | 2019 S KING ST | Honolulu | HI | 96826 | Jose Ruiz
9-602933 | 1996-02-13 | 940168 | Site Cleanup Completed (NFA) | TOM OKANO ENTERPRISES, INC | 202 HOLOMUA ST | Hilo | HI | 96720 | David Hodges
9-502448 | 2006-10-16 | 920122 | Site Cleanup Completed (NFA) | DORVIN LEIS CO INC | 202 LALO ST | Kahului | HI | 96732 | Shunsheng Fu
9-102676 | 1998-09-22 | 920170 | Site Cleanup Completed (NFA) | UNIQ DISTRIBUTING CORP | 2020 AUIKI ST | Honolulu | HI | 96819 | Lene Ichinotsubo
9-100328 | 2000-07-07 | 980144 | Site Cleanup Completed (NFA) | AIM WAIKIKI | 2025 KALAKAUA AVE. | Honolulu | HI | 96815 | Josh Nagashima
9-100328 | 2008-05-05 | 050016 | Site Cleanup Completed (NFA) | AIM WAIKIKI | 2025 KALAKAUA AVE. | Honolulu | HI | 96815 | Josh Nagashima
9-100328 | 2000-07-07 | 940190 | Site Cleanup Completed (NFA) | AIM WAIKIKI | 2025 KALAKAUA AVE. | Honolulu | HI | 96815 | Josh Nagashima
9-501588 | 2003-05-15 | 010004 | Site Cleanup Completed (NFA) | VALLEY ISLE MOTORS LTD | 2026 MAIN ST | Wailuku | HI | 96793 | Shunsheng Fu
9-501588 | 2003-05-15 | 900024 | Site Cleanup Completed (NFA) | VALLEY ISLE MOTORS LTD | 2026 MAIN ST | Wailuku | HI | 96793 | Shunsheng Fu
9-102443 | 2001-01-12 | 990083 | Site Cleanup Completed (NFA) | U.H. MOTOR POOL | 2027 EAST WEST RD | Honolulu | HI | 96822 | Richard Takaba
9-101866 | 1998-10-20 | 980152 | Site Cleanup Completed (NFA) | Wilder Avenue 7-11 & 76 station | 2028 WILDER AVE. | Honolulu | HI | 96822 | Jose Ruiz
9-100525 | 1997-10-29 | 960080 | Site Cleanup Completed (NFA) | PUNAHOU CENTRAL OFFICE | 2054 YOUNG ST | Honolulu | HI | 96826 | Eric Sadoyama
9-100525 | 1994-12-27 | 920006 | Site Cleanup Completed (NFA) | PUNAHOU CENTRAL OFFICE | 2054 YOUNG ST | Honolulu | HI | 96826 | Eric Sadoyama
9-600652 | 1996-09-20 | 920188 | Site Cleanup Completed (NFA) | KUWAYE TRUCKING INC. | 2055 KAMEHAMEHA AVE | Hilo | HI | 96720 | Janet Sherrer
9-100313 | 2005-02-09 | 040030 | Site Cleanup Completed (NFA) | Dillingham Shell | 2066 DILLINGHAM BLVD | Honolulu | HI | 96819 | Chad Pritchard
9-100313 | 2000-07-07 | 950079 | Site Cleanup Completed (NFA) | Dillingham Shell | 2066 DILLINGHAM BLVD | Honolulu | HI | 96819 | Chad Pritchard
9-100496 | 1998-09-25 | 970065 | Site Cleanup Completed (NFA) | Verizion Hawaii | 207 KEAWE ST | Honolulu | HI | 96813 | Jeffrey Ung
9-101719 | 2002-10-18 | 930017 | Site Cleanup Completed (NFA) | BROWNING-FERRIS INDUSTRIES OF HAWAII | 207 PUUHALE RD | Honolulu | HI | 96819 | Richard Takaba
9-100107 | 1995-01-06 | 920137 | Site Cleanup Completed (NFA) | FIRST UNION SELF-SERV | 2077 KAMEHAMEHA IV RD | Honolulu | HI | 96819 | Raymond Seid
9-103235 | 2000-03-17 | 960085 | Site Cleanup Completed (NFA) | KING KALAKAUA PLAZA | 2080 KALAKAUA AVE | Honolulu | HI | 96815 | Renato Maniulit
9-501128 | 2002-01-04 | 990175 | Site Cleanup Completed (NFA) | UPTOWN SERVICE | 2085 MAIN ST | Wailuku | HI | 96793 | Richard Takaba
9-501008 | 2000-02-29 | 000056 | Site Cleanup Completed (NFA) | COURTHOUSE SHELL SS | 2086 MAIN ST | Wailuku | HI | 96793 | Jose Ruiz
9-501008 | 1995-08-31 | 920149 | Site Cleanup Completed (NFA) | COURTHOUSE SHELL SS | 2086 MAIN ST | Wailuku | HI | 96793 | Jose Ruiz
9-500379 | 2001-12-03 | 940059 | Site Cleanup Completed (NFA) | DOLLAR RENT-A-CAR | 20-C HALAWAI PLACE | Lahaina | HI | 96761 | John Peard
9-500379 | 2001-12-03 | 010020 | Site Cleanup Completed (NFA) | DOLLAR RENT-A-CAR | 20-C HALAWAI PLACE | Lahaina | HI | 96761 | John Peard
9-502764 | 2001-11-08 | 930113 | Site Cleanup Completed (NFA) | Maui County WAILUKU FIRE STATION | 21 KINIPOPO ST | Wailuku | HI | 96793 | Jose Ruiz
9-600009 | 1998-08-18 | 960099 | Site Cleanup Completed (NFA) | Mid Pac Petroleum LLC 2705953 | 210 KEAWE ST | Hilo | HI | 96720 | Lene Ichinotsubo
9-500956 | 1999-08-26 | 900017 | Site Cleanup Completed (NFA) | Maui Electric Company, Ltd. Kahului Base Yard | 210 West KAMEHAMEHA AVE | Kahului | HI | 96732 | Renato Maniulit
9-203382 | 1999-01-04 | 980159 | Site Cleanup Completed (NFA) | HI DOE PEARL CITY HIGH SCHOOL | 2100 HOOKIEKIE ST | Pearl City | HI | 96782 | Jose Ruiz
9-102564 | 1998-12-28 | 980096 | Site Cleanup Completed (NFA) | HAWAII PRESS NEWSPAPER, INC | 2100 N NIMITZ HWY | Honolulu | HI | 96819 | Eric Sadoyama
9-101174 | 2005-05-13 | 000067 | Site Cleanup Completed (NFA) | HIRONAKA SERVICE STATION | 2105 S BERETANIA ST | Honolulu | HI | 96826 | Shaobin Li
9-100341 | 2006-10-05 | 020038 | Monitored Natural Attenuation | McCully Union Service | 2105 S KING ST | Honolulu | HI | 96826 | Shunsheng Fu
9-100341 | 2004-04-21 | 940104 | Active Remediation | McCully Union Service | 2105 S KING ST | Honolulu | HI | 96826 | Shunsheng Fu
9-100906 | 1996-02-26 | 940191 | Site Cleanup Completed (NFA) | H. HIRONAKA TRUCKING LTD. | 2110-A AUIKI ST | Honolulu | HI | 96819 | Not Assigned
9-103734 | 2002-06-14 | 020003 | Site Cleanup Completed (NFA) | CM&D | 2112 KALAKAUA AVE | Honolulu | HI | 96815 | Shaobin Li
9-100042 | 2001-07-24 | 900023 | Site Cleanup Completed (NFA) | TOM ISHII'S UNION L-4462 | 2114 S KING ST | Honolulu | HI | 96826 | Shaobin Li
9-100241 | 2005-07-14 | 930049 | Site Cleanup Completed (NFA) | HONOLULU DISPOSAL SERVICE, INC. | 214 HOOKAHI WY | Honolulu | HI | 96819 | Shunsheng Fu
9-100535 | 1998-09-24 | 970023 | Site Cleanup Completed (NFA) | WAIKIKI CENTRAL OFFICE | 214 Kapuni St. | Honolulu | HI | 96815 | Richard Takaba
9-103176 | 1996-10-25 | 960051 | Site Cleanup Completed (NFA) | Security Armored Car Services of Hawaii | 2140 Kaliawa St | Honolulu | HI | 96819 | Jose Ruiz
9-101143 | 2009-07-23 | 040063 | Site Cleanup Completed (NFA) | Mid Pac Petroleum LLC 2705711 | 2140 N NIMITZ HWY | Honolulu | HI | 96819 | Shaobin Li
9-101143 | 1999-02-03 | 940199 | Site Cleanup Completed (NFA) | Mid Pac Petroleum LLC 2705711 | 2140 N NIMITZ HWY | Honolulu | HI | 96819 | Shaobin Li
9-503536 | 2003-02-25 | 000001 | Site Cleanup Completed (NFA) | HOAPILI HALE - MAUI JUDICIARY BUILDING | 2145 Main St. | Wailuku | HI | 96793 | Shunsheng Fu
9-100343 | 2007-09-04 | 050025 | Monitored Natural Attenuation | AIM Vineyard | 215 S VINEYARD BLVD | Honolulu | HI | 96813 | Josh Nagashima
9-100343 | 2000-05-08 | 980150 | Site Cleanup Completed (NFA) | AIM Vineyard | 215 S VINEYARD BLVD | Honolulu | HI | 96813 | Josh Nagashima
9-100247 | 1995-10-11 | 930097 | Site Cleanup Completed (NFA) | HONOLULU SAKE BREWERY CO, LTD | 2150 BOOTH RD | Honolulu | HI | 96813 | Eric Sadoyama
9-103722 | 2001-12-11 | 010043 | Site Cleanup Completed (NFA) | KYOTARU HAWAII CORPORATION | 2160 KALAKAUA AVE | Honolulu | HI | 96815 | Richard Takaba
9-101225 | 1995-08-31 | 950050 | Site Cleanup Completed (NFA) | Kalihi Stream Chevron 95592 | 2160 N. KING ST. | Honolulu | HI | 96813 | Not Assigned
9-103024 | 1996-07-29 | 950056 | Site Cleanup Completed (NFA) | YONEOKA AND ASSOCIATES | 2174/2190 KALAKAUA AVE | Honolulu | HI | 96800 | Steven Okoji
9-100784 | 2003-07-21 | 940130 | Site Cleanup Completed (NFA) | VA NATIONAL MEMORIAL CEMETERY OF THE PACIFIC | 2177 PUOWAINA DR | Honolulu | HI | 96813 | Richard Takaba
9-100357 | 2015-04-22 | 150014 | Site Cleanup Completed (NFA) | AIR SERVICE HAWAII (PMID 009115) | 218 LAGOON DR AKA 95 NAKOLO ST | Honolulu | HI | 96819 | Josh Nagashima
9-601134 | 1999-01-06 | 980215 | Site Cleanup Completed (NFA) | KHI dba Waiakeawaena Chevron | 2188 KINOOLE ST | Hilo | HI | 96720 | Richard Takaba
9-601134 | 2006-04-21 | 040071 | Site Cleanup Completed (NFA) | KHI dba Waiakeawaena Chevron | 2188 KINOOLE ST | Hilo | HI | 96720 | Richard Takaba
9-200113 | 2005-06-22 | 920007 | Site Cleanup Completed (NFA) | KAILUA POLICE STATION | 219 KUULEI RD | Kailua | HI | 96734 | Haven Westerman
9-103534 | 2001-10-23 | 990232 | Site Cleanup Completed (NFA) | CENTRAL PACIFIC BANK | 220 S KING ST | Honolulu | HI | 96813 | Jose Ruiz
9-601878 | 1999-12-29 | 980030 | Site Cleanup Completed (NFA) | AIM WAIAKEA SHELL | 2200 KINOOLE ST | Hilo | HI | 96720 | Richard Takaba
9-601878 | 1999-12-29 | 970140 | Site Cleanup Completed (NFA) | AIM WAIAKEA SHELL | 2200 KINOOLE ST | Hilo | HI | 96720 | Richard Takaba
9-601878 | 2015-07-15 | 150024 | Confirmed Release | AIM WAIAKEA SHELL | 2200 KINOOLE ST | Hilo | HI | 96720 | Richard Takaba
9-601878 | 2009-07-21 | 080040 | Site Cleanup Completed (NFA) | AIM WAIAKEA SHELL | 2200 KINOOLE ST | Hilo | HI | 96720 | Richard Takaba
9-202431 | 1994-06-09 | 920177 | Site Cleanup Completed (NFA) | WAIMANO TRAINING SCHOOL & HOSPITAL / MAINTENANCE SHOP | 2201 WAIMANO HOME RD | Pearl City | HI | 96782 | Raymond Seid
9-201764 | 1998-11-20 | 900014 | Site Cleanup Completed (NFA) | WAIMANO TRAINING SCHOOL & HOSPITAL / BOY'S KITCHEN BOILER | 2201 WAIMANO HOME RD | Pearl City | HI | 96782 | Richard Takaba
9-202430 | 1993-08-31 | 930129 | Site Cleanup Completed (NFA) | WAIMANO TRAINING SCHOOL & HOSPITAL / AUTO SHOP | 2201 WAIMANO HOME RD | Pearl City | HI | 96782 | Raymond Seid
9-600595 | 1995-05-10 | 920080 | Site Cleanup Completed (NFA) | PAPAIKOU CENTRAL OFFICE | 22-272 Old Mamalahoa Hwy | Papaikou | HI | 96781 | Eric Sadoyama
9-100785 | 2002-03-19 | 910032 | Site Cleanup Completed (NFA) | SAINT FRANCIS HOSPITAL | 2230 LILIHA ST | Honolulu | HI | 96817 | Shunsheng Fu
9-100785 | 2002-06-04 | 000094 | Site Cleanup Completed (NFA) | SAINT FRANCIS HOSPITAL | 2230 LILIHA ST | Honolulu | HI | 96817 | Shunsheng Fu
9-103083 | 1996-03-11 | 960007 | Site Cleanup Completed (NFA) | MATSUSHITA INVESTMENT AND DEVELO | 2237 KUHIO AVE | Honolulu | HI | 96815 | Jose Ruiz
9-103574 | 2001-04-02 | 000065 | Site Cleanup Completed (NFA) | ROYAL KUHIO CONDOMINIUMS | 2240 KUHIO AVE | Honolulu | HI | 96815 | Shaobin Li
9-701679 | 2000-08-25 | 000092 | Site Cleanup Completed (NFA) | AIM KALAHEO SHELL | 2-2416 KAUMUALII HWY | Kalaheo | HI | 96741 | Jeffrey Ung
9-700436 | 1993-05-19 | 920132 | Site Cleanup Completed (NFA) | Kauai County KALAHEO FIRE STATION | 2-2480 KAUMUALII HWY | Kalaheo | HI | 96741 | Not Assigned
9-101034 | 2006-02-16 | 880026 | Site Cleanup Completed (NFA) | MIKE'S AUTOMOTIVE/SUPPLY INC | 225 S VINEYARD BLVD | Honolulu | HI | 96813 | Richard Takaba
9-103520 | 2009-09-04 | 090022 | Site Cleanup Completed (NFA) | WAIKIKI SHOPPING PLAZA | 2250 KALAKAUA AVE | Honolulu | HI | 96815 | Richard Takaba
9-102650 | 2011-02-16 | 090001 | Site Cleanup Completed (NFA) | SHERATON WAIKIKI | 2255 KALAKAUA AVE | Honolulu | HI | 96815 | Shaobin Li
9-102650 | 1997-09-03 | 930027 | Site Cleanup Completed (NFA) | SHERATON WAIKIKI | 2255 KALAKAUA AVE | Honolulu | HI | 96815 | Shaobin Li
9-102646 | 1993-05-17 | 930047 | Site Cleanup Completed (NFA) | ROYAL HAWAIIAN HOTEL | 2259 KALAKAUA AVE | Honolulu | HI | 96815 | Not Assigned
9-603750 | 2003-01-31 | 030001 | Site Cleanup Completed (NFA) | JACK'S TOURS | 226 KANOELEHUA AVE | Hilo | HI | 96720 | Jose Ruiz
9-102491 | 2015-05-01 | suspected | Suspected release | TESORO 2GO 61020 | 2260 KAMEHAMEHA HWY | Honolulu | HI | 96819 | George Tabil
9-103396 | 1999-05-13 | 990197 | Site Cleanup Completed (NFA) | KILLEBREW & WHITE CO. | 2264 PAHOUNUI DR | Honolulu | HI | 96819 | Renato Maniulit
9-102929 | 1999-06-08 | 940160 | Site Cleanup Completed (NFA) | KILLBREW/WHITE COMPANIES | 2276 PAHOUNUI DR | Honolulu | HI | 96819 | Renato Maniulit
9-100210 | 1999-03-09 | 910053 | Site Cleanup Completed (NFA) | Hawaii Dairy Holdings, Inc DBA Foremost Dairies | 2277 KAMEHAMEHA HWY | Honolulu | HI | 96819 | Richard Takaba
9-100210 | 2005-11-27 | 050043 | Site Cleanup Completed (NFA) | Hawaii Dairy Holdings, Inc DBA Foremost Dairies | 2277 KAMEHAMEHA HWY | Honolulu | HI | 96819 | Richard Takaba
9-100273 | 2006-10-02 | 990004 | Site Cleanup Completed (NFA) | MERCANTILE TRUCKING SERVICE | 2280 ALAHAO PL | Honolulu | HI | 96819 | Darren Park
9-100031 | 1999-03-10 | 920008 | Site Cleanup Completed (NFA) | KSC SERVICE L-4210 | 2295 N KING ST | Honolulu | HI | 96819 | Eric Sadoyama
9-102588 | 1996-11-14 | 930121 | Site Cleanup Completed (NFA) | LENAKONA DEVELOPMENT, LTD | 2305 KAMEHAMEHA HWY | Honolulu | HI | 96800 | Jose Ruiz
9-100861 | 1997-08-28 | 930055 | Site Cleanup Completed (NFA) | GASPRO (KALIHI FACILITY) | 2305 KAMEHAMEHA HWY / P.O. BOX 30707 | Honolulu | HI | 96820 | Eric Sadoyama
9-100170 | 1995-01-11 | 950022 | Site Cleanup Completed (NFA) | AMELCO CORPORATION | 2308 PAHOUNUI DR | Honolulu | HI | 96819 | Eric Sadoyama
9-103011 | 2002-03-22 | 950045 | Site Cleanup Completed (NFA) | TOUCHSTONE | 231 SAND ISLAND ACCESS RD | Honolulu | HI | 96803 | Richard Takaba
9-100867 | 2013-06-21 | 920057 | Site Cleanup Completed with EHMP | HARDERS CO. | 2312 KAMEHAMEHA HWY, BLDG H-2 | Honolulu | HI | 96819 | Josh Nagashima
9-101867 | 2000-06-27 | 950035 | Site Cleanup Completed (NFA) | AIM Kam IV | 2314 N SCHOOL ST | Honolulu | HI | 96819 | Shaobin Li
9-101867 | 2005-09-02 | 050028 | Site Cleanup Completed (NFA) | AIM Kam IV | 2314 N SCHOOL ST | Honolulu | HI | 96819 | Shaobin Li
9-201182 | 1999-08-11 | 990031 | Site Cleanup Completed (NFA) | FASTOP PACIFIC PALISADES | 2321 AUHUHU ST | Pearl City | HI | 96782 | Jose Ruiz
9-100046 | 2009-05-26 | 090011 | Site Cleanup Completed (NFA) | KOKO MARINA 76 | 234 LUNALILO HOME RD | Honolulu | HI | 96825 | Shunsheng Fu
9-100046 | 2011-02-14 | 040050 | Site Cleanup Completed (NFA) | KOKO MARINA 76 | 234 LUNALILO HOME RD | Honolulu | HI | 96825 | Shunsheng Fu
9-101524 | 2001-08-13 | 010031 | Site Cleanup Completed (NFA) | F.T. OPPERMAN & COMPANY | 2340-B KAMEHAMEHA HWY | Honolulu | HI | 96819 | Shunsheng Fu
9-100171 | 2002-08-12 | 020026 | Site Cleanup Completed (NFA) | Ameron - Sand Island | 2344 PAHOUNUI DR. | Honolulu | HI | 96819 | Shunsheng Fu
9-100171 | 2001-01-08 | 990138 | Site Cleanup Completed (NFA) | Ameron - Sand Island | 2344 PAHOUNUI DR. | Honolulu | HI | 96819 | Shunsheng Fu
9-101531 | 2014-09-17 | 150002 | Case Transferred to HEER (VRP) | MIRAMAR HOTEL HAWAII, INC. | 2345 KUHIO AVE | Honolulu | HI | 96815 | To VRP
9-102692 | 1999-11-26 | 930076 | Site Cleanup Completed (NFA) | STATE CAPITOL - TMK 2-1-33:25 | 235 S BERETANIA ST | Honolulu | HI | 96813 | David Hodges
9-503809 | 2015-07-01 | 160001 | Confirmed Release | The Westin Maui Resort and Spa | 2365 Kaanapali Parkway | Lahaina | HI | 96761 | Shaobin Li
9-102647 | 1997-10-17 | 930059 | Site Cleanup Completed (NFA) | MOANA SURFRIDER HOTEL | 2365 KALAKAUA AVE | Honolulu | HI | 96815 | Steven Okoji
9-500382 | 1993-08-23 | 930093 | Site Cleanup Completed (NFA) | FONG CONSTRUCTION CO., LTD. | 237 DAIRY RD | Kahului | HI | 96732 | Not Assigned
9-100728 | 2008-08-07 | 040029 | Site Cleanup Completed (NFA) | ABC STORE 21 | 2394 KUHIO AVE | Honolulu | HI | 96813 | Josh Nagashima
9-600060 | 1996-10-21 | 950058 | Site Cleanup Completed (NFA) | H. HARADA CONTRACTOR, INC. | 24 RAILROAD AVE | Hilo | HI | 96720 | Roger Brewer
9-501125 | 2005-07-11 | 040038 | Site Cleanup Completed (NFA) | Lahaina Chevron | 240 PAPALAUA ST | Lahaina | HI | 96761 | Shunsheng Fu
9-102441 | 1994-08-18 | 930130 | Site Cleanup Completed (NFA) | MARK'S AUTO SERVICE | 2404 10TH AVE | Honolulu | HI | 96816 | Eric Sadoyama
9-101187 | 2009-08-18 | 090019 | Site Cleanup Completed (NFA) | 7-11 KAM IV 0166 | 2404 N SCHOOL ST | Honolulu | HI | 96819 | Shunsheng Fu
9-101187 | 2007-04-17 | 050038 | Site Cleanup Completed (NFA) | 7-11 KAM IV 0166 | 2404 N SCHOOL ST | Honolulu | HI | 96819 | Shunsheng Fu
9-101230 | 1993-06-22 | 910050 | Site Cleanup Completed (NFA) | LINDSEY'S CHEVRON SERVICE | 2404 S BERETANIA ST | Honolulu | HI | 96826 | Rhonda Goyke
9-103811 | 2007-03-30 | 060032 | Site Cleanup Completed (NFA) | UH MANOA FREAR HALL | 2421 Dole Street | Honolulu | HI | 96819 | Richard Takaba
9-101527 | 2014-01-28 | 080003 | Site Cleanup Completed with EHE/EHMP | BUDGET RENT-A-CAR SYSTEMS INC 2105 | 2424 KALAKAUA AVE | Honolulu | HI | 96815 | Shaobin Li
9-100759 | 2014-01-28 | 080004 | Site Cleanup Completed with EHE/EHMP | HERTZ RENT- A-CAR (AREA 2602-10) | 2424 KALAKAUA AVE | Honolulu | HI | 96815 | Shaobin Li
9-100080 | 1995-10-06 | 910028 | Site Cleanup Completed (NFA) | C&CH McCULLY FIRE STATION | 2425 DATE ST | Honolulu | HI | 96826 | Roger Brewer
9-100156 | 2002-11-19 | 940039 | Monitored Natural Attenuation | A. B. Dela Cruz, Inc. (aka Young's Variety Store) | 243 Kalihi St | Honolulu | HI | 96819 | Shunsheng Fu
9-500008 | 2010-12-20 | 040058 | Site Cleanup Completed (NFA) | Mid Pac Petroleum 254680 (prev: ED'S UNION SERVICE.) | 243 LAHAINALUNA RD | Lahaina | HI | 96761 | Richard Takaba
9-502743 | 2015-02-03 | 120005 | Site Cleanup Completed with EHE/EHMP | TESORO #61071 | 243 PUUNENE AVE | Kahului | HI | 96732 | Shaobin Li
9-701526 | 1993-06-10 | 930051 | Site Cleanup Completed (NFA) | SHERATON KAUAI HOTEL | 2440 HOONANI RD | Koloa | HI | 96756 | Not Assigned
9-100119 | 1992-11-13 | 890027 | Site Cleanup Completed (NFA) | Board of Water Supply Kalihi Corporation Yard | 2442 Kini Place | Honolulu | HI | 96819 | Pierette Arroyo
9-101480 | 1999-12-29 | 980213 | Site Cleanup Completed (NFA) | MID-PACIFIC INSTITUTE | 2445 KAALA ST | Honolulu | HI | 96822 | Richard Takaba
9-102721 | 1996-05-14 | 930045 | Site Cleanup Completed (NFA) | JAPANESE CULTURAL CENTER OF HAWAII | 2454 S BERETANIA ST | Honolulu | HI | 96826 | Jose Ruiz
9-100764 | 2000-01-28 | 900050 | Site Cleanup Completed with EHMP | HAWAIIAN BITUMULS & PAVING | 248 SAND ISLAND ACCESS RD | Honolulu | HI | 96819 | To HEER
9-100855 | 1992-09-17 | 910020 | Site Cleanup Completed (NFA) | VARSITY MOTORS, LTD. | 2482 S BERETANIA ST | Honolulu | HI | 96826 | Not Assigned
9-702958 | 1995-05-10 | 950009 | Site Cleanup Completed (NFA) | KONG LUNG CENTER | 2484 KENEKE ST | Kilauea | HI | 96754 | Jose Ruiz
9-100913 | 2007-11-02 | 080001 | Site Cleanup Completed (NFA) | Tesoro #61014 | 249 KEAHOLE ST | Honolulu | HI | 96825 | Richard Takaba
9-700606 | 2000-10-10 | 940020 | Site Cleanup Completed (NFA) | KILAUEA CENTRAL OFFICE | 2494 KOLO RD | Kilauea | HI | 96754 | Shaobin Li
9-200862 | 1999-01-21 | 970111 | Site Cleanup Completed (NFA) | AIKAHI PARK CHEVRON | 25 KANEOHE BAY DR | Kailua | HI | 96734 | Shaobin Li
9-200862 | 2005-07-26 | 040048 | Site Cleanup Completed (NFA) | AIKAHI PARK CHEVRON | 25 KANEOHE BAY DR | Kailua | HI | 96734 | Shaobin Li
9-200532 | 2004-03-10 | 040032 | Site Cleanup Completed (NFA) | WAHIAWA CENTRAL OFFICE | 252 Ipuhao Place | Wahiawa | HI | 96786 | Shaobin Li
9-100036 | 1994-09-15 | 910049 | Site Cleanup Completed (NFA) | KYLE'S SERVICE STA. L-0995 | 2550 S BERETANIA ST | Honolulu | HI | 96826 | Eric Sadoyama
9-203879 | 2008-03-13 | 070030 | Site Cleanup Completed (NFA) | Waikulu Marine Base Housing | 2553 Manning Court | Kaneohe Marine Corps Base | HI | 96863 | Darren Park
9-103311 | 1999-01-19 | 970130 | Site Cleanup Completed (NFA) | NOAA - HONOLULU LABORATORY | 2570 DOLE ST | Honolulu | HI | 96822 | Jose Ruiz
9-502699 | 1996-09-19 | 930091 | Site Cleanup Completed (NFA) | CUTTER OF MAUI, INC. | 260 HANA HWY | Kahului | HI | 96732 | Jose Ruiz
9-502699 | 2002-12-10 | 990078 | Site Cleanup Completed (NFA) | CUTTER OF MAUI, INC. | 260 HANA HWY | Kahului | HI | 96732 | Jose Ruiz
9-101221 | 2015-06-25 | 980241 | Site Cleanup Completed with EHE/EHMP | LAGOON CHEVRON 95570 SS | 2604 WAIWAI LP | Honolulu | HI | 96819 | Josh Nagashima
9-101221 | 2015-06-25 | 140017 | Site Cleanup Completed with EHE/EHMP | LAGOON CHEVRON 95570 SS | 2604 WAIWAI LP | Honolulu | HI | 96819 | Josh Nagashima
9-101221 | 1994-12-27 | 880016 | Site Cleanup Completed (NFA) | LAGOON CHEVRON 95570 SS | 2604 WAIWAI LP | Honolulu | HI | 96819 | Josh Nagashima
9-101221 | 2015-05-22 | 150009 | Site Cleanup Completed (NFA) | LAGOON CHEVRON 95570 SS | 2604 WAIWAI LP | Honolulu | HI | 96819 | Josh Nagashima
9-501297 | 1999-10-13 | 920172 | Site Cleanup Completed (NFA) | GRA-PAC WAREHOUSE | 261 LALO PL | Kahului | HI | 96732 | Shaobin Li
9-100110 | 2001-06-19 | 000071 | Site Cleanup Completed (NFA) | VECTOR CONTROL BRANCH | 2611 KILIHAU ST | Honolulu | HI | 96819 | Shunsheng Fu
9-101481 | 1994-08-16 | 940180 | Site Cleanup Completed (NFA) | PAN-PACIFIC CONSTRUCTION, INC. | 2621 WAIWAI LP | Honolulu | HI | 96819 | Eric Sadoyama
9-100941 | 1995-03-29 | 920134 | Site Cleanup Completed (NFA) | PEERLESS ROOFING CO., LTD. | 2629 Waiwai Loop | Honolulu | HI | 96819 | David Hodges
9-500421 | 2015-12-24 | 140005 | Site Cleanup Completed with EHE/EHMP | Lahainaluna Shell | 263 LAHAINALUNA RD | Lahaina | HI | 96761 | Josh Nagashima
9-500421 | 2011-01-26 | 010016 | Site Cleanup Completed (NFA) | Lahainaluna Shell | 263 LAHAINALUNA RD | Lahaina | HI | 96761 | Josh Nagashima
9-100807 | 2002-06-17 | 010057 | Site Cleanup Completed (NFA) | AMERICAN PACIFIC TRANSPORT CO. | 2635 WAIWAI LP | Honolulu | HI | 96819 | Richard Takaba
9-102422 | 2006-04-21 | 990168 | Site Cleanup Completed (NFA) | PACIFIC DIVING INDUSTRIES, INC. | 2646 KILIHAU ST | Honolulu | HI | 96819 | Shunsheng Fu
9-101173 | 2009-09-21 | 090024 | Site Cleanup Completed (NFA) | 7-11 STORE (UNIVERSITY) | 2646 S KING ST | Honolulu | HI | 96826 | Josh Nagashima
9-101979 | 1999-10-27 | 900124 | Site Cleanup Completed (NFA) | MID-PACIFIC GOLF COURSE | 266 KAELEPULU DR | Kailua | HI | 96734 | Renato Maniulit
9-603658 | 2001-05-14 | 010026 | Site Cleanup Completed (NFA) | THE MODERN CLEANERS | 266 KILAUEA AVE | Hilo | HI | 96720 | Shumin Liu
9-102411 | 1999-01-19 | 990003 | Site Cleanup Completed (NFA) | AERONAUTICAL RADIO, INC | 2668 WAIWAI LP | Honolulu | HI | 96819 | Mark Sutterfield
9-102420 | 2000-02-29 | 910065 | Site Cleanup Completed (NFA) | ALII STOR-MOR | 2670 KILIHAU ST | Honolulu | HI | 96819 | Jose Ruiz
9-103177 | 1996-07-15 | 960055 | Site Cleanup Completed (NFA) | Rovens Tanaka Contractors | 2678 Kilihau St | Honolulu | HI | 96819 | Not Assigned
9-600587 | 1998-09-25 | 960010 | Site Cleanup Completed (NFA) | MAUNA LOA RADIO SITE | 27 MI MARKER ALONG SADDLE RD, 8 mauna loa access road | Volcano | HI | 96785 | Richard Takaba
9-603256 | 1997-07-31 | 970025 | Site Cleanup Completed (NFA) | HILO SODA WORKS | 270 E KAWILI ST | Hilo | HI | 96720 | Jose Ruiz
9-103492 | 2001-03-20 | 990235 | Site Cleanup Completed (NFA) | DOUGLAS TAKATA EQUIPMENT | 2706 KILIHAU ST | Honolulu | HI | 96819 | Jose Ruiz
9-100888 | 2001-10-01 | 970061 | Site Cleanup Completed (NFA) | OGDEN ALLIED SERVICES | 2720 WAIWAI LP | Honolulu | HI | 96819 | Jose Ruiz
9-100352 | 1997-09-17 | 930007 | Site Cleanup Completed (NFA) | U-HAUL OF HAWAII, INC. | 2722 KILIHAU ST | Honolulu | HI | 96819 | Lene Ichinotsubo
9-103351 | 2001-10-15 | 990158 | Site Cleanup Completed (NFA) | PEACOCK ROOFING AND TERMITE CO., LTD | 2726 WAIWAI LP | Honolulu | HI | 96819 | Shunsheng Fu
9-500385 | 2012-03-14 | 110018 | Site Cleanup Completed (NFA) | GRAY LINE MAUI | 273 DAIRY RD | Kahului | HI | 96732 | Thu Perry
9-100312 | 2000-04-17 | 000072 | Site Cleanup Completed (NFA) | SHELL SERVICE STATION | 2740 E MANOA RD | Honolulu | HI | 96822 | Renato Maniulit
9-501848 | 1998-06-16 | 940042 | Site Cleanup Completed (NFA) | SEARS ROEBUCK & CO | 275 KAAHUMANU AVE | Kahului | HI | 96732 | Jose Ruiz
9-500431 | 2002-07-22 | 970047 | Monitored Natural Attenuation | ROYAL LAHAINA RESORT | 2780 KEKAA DR | Lahaina | HI | 96761 | Shunsheng Fu
9-500431 | 1998-01-30 | 980033 | Site Cleanup Completed (NFA) | ROYAL LAHAINA RESORT | 2780 KEKAA DR | Lahaina | HI | 96761 | Shunsheng Fu
9-500431 | 1998-01-27 | 980020 | Site Cleanup Completed (NFA) | ROYAL LAHAINA RESORT | 2780 KEKAA DR | Lahaina | HI | 96761 | Shunsheng Fu
9-102903 | 1995-01-12 | 940049 | Site Cleanup Completed (NFA) | UNITED TRUCK RENTAL | 2804 KILIHAU ST | Honolulu | HI | 96819 | Raymond Seid
9-101891 | 1994-12-07 | 870010 | Site Cleanup Completed (NFA) | AIRPORT SHELL (PMID005130) | 2805 UALENA ST | Honolulu | HI | 96819 | Shunsheng Fu
9-101891 | 2008-09-16 | 080027 | Site Cleanup Completed (NFA) | AIRPORT SHELL (PMID005130) | 2805 UALENA ST | Honolulu | HI | 96819 | Shunsheng Fu
9-101891 | 2015-08-18 | 140007 | Site Cleanup Completed (NFA) | AIRPORT SHELL (PMID005130) | 2805 UALENA ST | Honolulu | HI | 96819 | Shunsheng Fu
9-101891 | 2013-12-13 | 100016 | Site Cleanup Completed (NFA) | AIRPORT SHELL (PMID005130) | 2805 UALENA ST | Honolulu | HI | 96819 | Shunsheng Fu
9-100795 | 2002-02-15 | 920049 | Site Cleanup Completed (NFA) | OAHU TIRE SERVICE & CO. | 2808 KAMEHAMEHA HWY | Honolulu | HI | 96819 | Shunsheng Fu
9-100039 | 2012-07-24 | 110007 | Site Cleanup Completed with EHE | Mid Pac Petroleim 253923 (prev: TANABE'S SERVICE L-3923. ) | 2809 E MANOA RD | Honolulu | HI | 96822 | Shunsheng Fu
9-100039 | 2014-03-24 | 140015 | Site Cleanup Completed (NFA) | Mid Pac Petroleim 253923 (prev: TANABE'S SERVICE L-3923. ) | 2809 E MANOA RD | Honolulu | HI | 96822 | Shunsheng Fu
9-100039 | 2009-03-12 | 040057 | Site Cleanup Completed (NFA) | Mid Pac Petroleim 253923 (prev: TANABE'S SERVICE L-3923. ) | 2809 E MANOA RD | Honolulu | HI | 96822 | Shunsheng Fu
9-100787 | 1996-03-11 | 940183 | Site Cleanup Completed (NFA) | WORLDWIDE MOVING & STORAGE INC. | 2809 KAIHIKAPU ST | Honolulu | HI | 96819 | Eric Sadoyama
9-100245 | 1994-12-22 | 950008 | Site Cleanup Completed (NFA) | HONOLULU PAINTING CO., LTD. | 2809 MOKUMOA ST | Honolulu | HI | 96819 | Steven Okoji
9-501353 | 2000-09-05 | 990117 | Site Cleanup Completed (NFA) | MAUI COUNTY WAILUKU KAHULUI WWRF | 281 AMALA PL | Kahului | HI | 96732 | Shaobin Li
9-101445 | 1999-02-26 | 980021 | Site Cleanup Completed (NFA) | MUTUAL PLUMBING SUPPLY (formerly TED'S WIRING SERVICE LTD.) | 2812 AWAAWALOA ST | Honolulu | HI | 96819 | Richard Takaba
9-101395 | 2011-01-19 | 000086 | LUST Cleanup Initiated | JACK ENDO ELECTRIC, INC. | 2814 KILIHAU ST | Honolulu | HI | 96819 | Richard Takaba
9-102886 | 1995-01-01 | 950016 | Site Cleanup Completed (NFA) | BEACON MOVING & STORAGE | 2819A MOKUMOA ST | Honolulu | HI | 96814 | Jose Ruiz
9-200506 | 1998-03-19 | 960077 | Site Cleanup Completed (NFA) | KAILUA CENTRAL OFFICE | 282 KUULEI RD | Kailua | HI | 96734 | Steven Okoji
9-701076 | 1999-10-26 | 990156 | Site Cleanup Completed (NFA) | Kauai County Lihue DPW Base yard | 2820 WEHE ST | Lihue | HI | 96766 | Renato Maniulit
9-101496 | 1998-11-24 | 890013 | Site Cleanup Completed (NFA) | OCEANIC CABLEVISION | 2826 KAIHIKAPU ST | Honolulu | HI | 96819 | Richard Takaba
9-102901 | 1995-08-31 | 950007 | Site Cleanup Completed (NFA) | DIAMOND HEAD PETROLEUM | 2827 KAIHIKAPU ST | Honolulu | HI | 96819 | Jose Ruiz
9-100955 | 1999-06-01 | 940060 | Site Cleanup Completed (NFA) | WEBCO HAWAII, INC. | 2830 MOKUMOA ST | Honolulu | HI | 96819 | Richard Takaba
9-100302 | 2000-06-30 | 930111 | Exposure Prevention Management Plan | RALPH S. INOUYE CO., LTD. | 2831 AWAAWALOA ST | Honolulu | HI | 96819 | Shaobin Li
9-100287 | 2001-06-07 | 010018 | Site Cleanup Completed (NFA) | PACIFIC CONSTRUCTION CO., LTD. | 2831 KAIHIKAPU ST | Honolulu | HI | 96819 | Richard Takaba
9-101424 | 1999-11-12 | 980255 | Site Cleanup Completed (NFA) | MARTIN WAREHOUSE AND DISTRIBUTION | 2838 KILIHAU ST | Honolulu | HI | 96817 | Jose Ruiz
9-102967 | 2000-02-25 | 990199 | Site Cleanup Completed (NFA) | HAWAIIAN ISLES ENTERPRISES, INC | 2839 MOKUMOA ST | Honolulu | HI | 96819 | Richard Takaba
9-100792 | 1999-06-01 | 930105 | Site Cleanup Completed (NFA) | WEBCO HAWAII, INC. | 2840 MOKUMOA ST | Honolulu | HI | 96819 | Richard Takaba
9-101833 | 1998-09-21 | 940194 | Site Cleanup Completed (NFA) | TOYOTA PARTS & SERVICE CENTER | 2841 PUKOLOA ST | Honolulu | HI | 96819 | Eric Sadoyama
9-103704 | 2004-09-30 | 020008 | Site Cleanup Completed (NFA) | EDGARDO PUGLIA (PMID 005127) | 2845 UALENA STREET | Honolulu | HI | 96819 | Shunsheng Fu
9-101448 | 2003-04-24 | 980013 | Site Cleanup Completed (NFA) | AMFAC DIST.- INDUSTRIAL SUPPLIES | 2846 AWAAWALOA ST | Honolulu | HI | 96819 | Richard Takaba
9-100747 | 1999-02-01 | 940129 | Site Cleanup Completed (NFA) | A-1 A-LECTRICIAN, INC. | 2849 KAIHIKAPU ST | Honolulu | HI | 96819 | Jose Ruiz
9-100809 | 1996-09-16 | 930064 | Site Cleanup Completed (NFA) | CPM & F, INC. | 285 SAND ISLAND ACCESS RD | Honolulu | HI | 96819 | Not Assigned
9-100086 | 2001-03-14 | 930123 | Site Cleanup Completed (NFA) | C&CH MANOA FIRE STATION | 2850 E MANOA RD | Honolulu | HI | 96822 | Shumin Liu
9-103513 | 1999-08-12 | 990185 | Site Cleanup Completed (NFA) | BILS FAMILY PARTNERSHIP | 2850 KAIHIKAPU ST | Honolulu | HI | 96817 | Jose Ruiz
9-100877 | 1995-10-17 | 940036 | Site Cleanup Completed (NFA) | GIBSON - SERVICE STATION | 2850 PUKOLOA ST | Honolulu | HI | 96819 | Eric Sadoyama
9-103439 | 1999-06-24 | 990057 | Site Cleanup Completed (NFA) | DI MAURO PROPERTIES | 2855 KAIHIKAPU ST | Honolulu | HI | 96819 | Renato Maniulit
9-101447 | 2002-10-03 | 990207 | Site Cleanup Completed (NFA) | G.M.I. WASTE SYSTEMS, INC. | 2861 MOKUMOA ST | Honolulu | HI | 96819 | Shaobin Li
9-101447 | 2001-10-05 | 940167 | Site Cleanup Completed (NFA) | G.M.I. WASTE SYSTEMS, INC. | 2861 MOKUMOA ST | Honolulu | HI | 96819 | Shaobin Li
9-100186 | 2000-03-28 | 900081 | Site Cleanup Completed (NFA) | VOLKSWAGON OF AMERICA | 2865 PUKOLOA ST | Honolulu | HI | 96819 | Renato Maniulit
9-101334 | 2001-12-03 | 930040 | Site Cleanup Completed (NFA) | NISSAN MOTOR CORP. IN HAWAII, LTD | 2880 KILIHAU ST | Honolulu | HI | 96819 | Mark Sutterfield
9-100789 | 2012-05-21 | 930016 | Remedy Decision Pending (ongoing monitoring) | AMERICAN INT. R.A.C. | 2880 UALENA ST | Honolulu | HI | 96819 | Shunsheng Fu
9-100286 | 1997-07-23 | 930136 | Site Cleanup Completed (NFA) | SATURN OF HONOLULU | 2901 N NIMITZ HWY | Honolulu | HI | 96819 | Janet Sherrer
9-501590 | 1999-09-15 | 990162 | Site Cleanup Completed (NFA) | ARISUMI BROTHERS. INC. | 291 DAIRY RD | Kahului | HI | 96732 | Jose Ruiz
9-500669 | 1999-10-14 | 890032 | Site Cleanup Completed (NFA) | BREWER CHEMICAL CORP | 2910 BEACH RD | Kahului | HI | 96732 | Renato Maniulit
9-101897 | 1998-09-01 | 980119 | Site Cleanup Completed (NFA) | HAWAIIAN GROCERY STORES, LTD | 2915 KAIHIKAPU ST | Honolulu | HI | 96819 | Jose Ruiz
9-101987 | 1993-09-08 | 930132 | Site Cleanup Completed (NFA) | SAVAGE WHOLESALE | 2918 UALENA ST | Honolulu | HI | 96819 | Raymond Seid
9-100056 | 1998-01-20 | 900079 | Site Cleanup Completed (NFA) | Airports Div Maintenance Base yard (PMID 3115) | 2919 AOLELE ST | Honolulu | HI | 96819 | Jose Ruiz
9-101246 | 2005-08-09 | 040016 | Site Cleanup Completed (NFA) | MANOA SERVICE | 2927 E MANOA RD | Honolulu | HI | 96822 | Haven Westerman
9-100307 | 2008-05-21 | 910052 | Site Cleanup Completed (NFA) | S & M WELDING CO., LTD. | 2928 UALENA ST | Honolulu | HI | 96819 | Shaobin Li
9-100935 | 2011-07-08 | 090028 | Site Cleanup Completed with EHMP | K. YAMADA DISTRIBUTORS, LTD. | 2939-2949 KOAPAKA ST | Honolulu | HI | 96819 | Shunsheng Fu
9-101188 | 2001-03-09 | 960072 | Site Cleanup Completed (NFA) | MANOA MART/MANOA LIQUOR | 2955 E MANOA RD | Honolulu | HI | 96822 | Shaobin Li
9-101188 | 2008-10-07 | 070032 | Site Cleanup Completed (NFA) | MANOA MART/MANOA LIQUOR | 2955 E MANOA RD | Honolulu | HI | 96822 | Shaobin Li
9-103842 | 2007-11-19 | 070025 | Site Cleanup Completed (NFA) | Halsey Terrace Family Housing | 2958/2960 Gordon St | Honolulu | HI | 96818 | Darren Park
9-101472 | 2007-12-21 | 080011 | Site Cleanup Completed (NFA) | OVERSEAS FREIGHT FORWARDERS, INC | 2959 KOAPAKA ST | Honolulu | HI | 96819 | Richard Takaba
9-100180 | 1998-08-18 | 980206 | Site Cleanup Completed (NFA) | SHERMAN ENTERPRISES INC (PMID 005117) | 2959 UALENA ST | Honolulu | HI | 96819 | Lene Ichinotsubo
9-502548 | 1995-03-01 | 920147 | Site Cleanup Completed (NFA) | SERVICE RENTAL | 296 B ALAMAHA ST | Kahului | HI | 96732 | Roger Brewer
9-101390 | 1999-06-08 | 940067 | Site Cleanup Completed (NFA) | GRABBER PACIFIC | 2970 MOKUMOA ST | Honolulu | HI | 96819 | Richard Takaba
9-703523 | 2000-01-31 | 990190 | Site Cleanup Completed (NFA) | JACK WADA ELECTRIC, INC | 2981 UMI ST | Lihue | HI | 96766 | Jeffrey Ung
9-300546 | 2004-01-27 | 980203 | Site Cleanup Completed (NFA) | KAUNAKAKAI CENTRAL OFFICE | 30 KAMEHAMEHA V HWY | Kaunakakai | HI | 96748 | Richard Takaba
9-101893 | 1998-12-09 | 900035 | Site Cleanup Completed (NFA) | Advantage Rent-a-Car (PMID 002102) | 300 Rodgers Blvd | Honolulu | HI | 96819 | Shaobin Li
9-101893 | 2015-08-13 | 150028 | Confirmed Release | Advantage Rent-a-Car (PMID 002102) | 300 Rodgers Blvd | Honolulu | HI | 96819 | Shaobin Li
9-101893 | 2005-08-26 | 050017 | Site Cleanup Completed (NFA) | Advantage Rent-a-Car (PMID 002102) | 300 Rodgers Blvd | Honolulu | HI | 96819 | Shaobin Li
9-102516 | 1996-09-25 | 960073 | Site Cleanup Completed (NFA) | BUDGET RENT-A-CAR SYSTEMS,INC 2106 (pmiD 002101) | 300 Rodgers Blvd. | Honolulu | HI | 96819 | Not Assigned
9-100049 | 2014-06-24 | 100008 | Site Cleanup Completed with EHE/EHMP | ALOHA MANOA | 3001 E MANOA RD | Honolulu | HI | 96822 | Thu Perry
9-100049 | 2003-07-03 | 020005 | Site Cleanup Completed (NFA) | ALOHA MANOA | 3001 E MANOA RD | Honolulu | HI | 96822 | Thu Perry
9-100049 | 2007-03-07 | 050021 | Site Cleanup Completed (NFA) | ALOHA MANOA | 3001 E MANOA RD | Honolulu | HI | 96822 | Thu Perry
9-101829 | 1996-05-14 | 950002 | Site Cleanup Completed (NFA) | MOANALUA CENTRAL OFFICE | 3004 MOANALUA RD | Honolulu | HI | 96819 | Jose Ruiz
9-701796 | 2015-07-02 | 150022 | Confirmed Release | KAUAI AUTOMATED FUELS (KAF) 1 | 3011 AUKELE ST | Lihue | HI | 96766 | Shaobin Li
9-701796 | 2000-08-08 | 000047 | Site Cleanup Completed (NFA) | KAUAI AUTOMATED FUELS (KAF) 1 | 3011 AUKELE ST | Lihue | HI | 96766 | Shaobin Li
9-100044 | 2001-05-02 | 950025 | Site Cleanup Completed (NFA) | SERAI'S UNION SERVICE L-4922 | 3011 WAIALAE AVE | Honolulu | HI | 96816 | Shunsheng Fu
9-100044 | 2001-03-29 | 920187 | Site Cleanup Completed (NFA) | SERAI'S UNION SERVICE L-4922 | 3011 WAIALAE AVE | Honolulu | HI | 96816 | Shunsheng Fu
9-700634 | 2005-01-13 | 970075 | Site Cleanup Completed (NFA) | LINDY'S TRANS & REPAIR CENTER | 3018 AUKELE ST | Lihue | HI | 96766 | Shaobin Li
9-101454 | 1997-12-22 | 960064 | Site Cleanup Completed (NFA) | BERGER'S AUTOHAUS, INC. | 3030 WAIALAE AVE | Honolulu | HI | 96816 | Steven Okoji
9-102021 | 2012-02-13 | 090025 | Site Cleanup Completed with EHMP | AIRPORT USED CAR RENTAL INC. | 3033 N NIMITZ HWY | Honolulu | HI | 96819 | Josh Nagashima
9-103834 | 2012-03-20 | 120002 | Site Cleanup Completed (NFA) | Frederick Fong M.D. | 3034 and 3036 Waialae Ave | Honolulu | HI | 96813 | Richard Takaba
9-100346 | 1998-08-18 | 980207 | Site Cleanup Completed (NFA) | THRIFTY RENT- A-CAR (PMID 005110) | 3039 UALENA ST | Honolulu | HI | 96819 | Lene Ichinotsubo
9-100048 | 2001-10-09 | 920185 | Site Cleanup Completed (NFA) | STAN'S UNION SERVICE L-6352 | 3045 MONSARRAT AVE | Honolulu | HI | 96815 | Shunsheng Fu
9-101273 | 2007-11-30 | 070027 | Site Cleanup Completed (NFA) | ROGER'S CHEVRON | 3048 WAIALAE AVE | Honolulu | HI | 96816 | Shaobin Li
9-701067 | 1999-09-07 | 990070 | Site Cleanup Completed (NFA) | LIHUE POLICE STATION | 3060 UMI ST | Lihue | HI | 96766 | Jeffrey Ung
9-701075 | 1999-08-03 | 990020 | Site Cleanup Completed (NFA) | LIHUE INDUSTRIAL PARK PUMP STATION | 3070 PELEKE ST | Lihue | HI | 96766 | Richard Takaba
9-103319 | 2002-06-13 | 980019 | Site Cleanup Completed (NFA) | UNITED AIRLINES CARGO FACILITY (PMID 001101) | 3071 AOLELE ST | Honolulu | HI | 96819 | Shaobin Li
9-103319 | 2002-06-13 | 980034 | Site Cleanup Completed (NFA) | UNITED AIRLINES CARGO FACILITY (PMID 001101) | 3071 AOLELE ST | Honolulu | HI | 96819 | Shaobin Li
9-100267 | 2000-01-20 | 980018 | Site Cleanup Completed (NFA) | AIRPORT GROUP INTERNATIONAL INC (PMID001109) | 3071 AOLELE ST | Honolulu | HI | 96819 | Shaobin Li
9-100314 | 1997-01-29 | 960013 | Site Cleanup Completed (NFA) | ST LOUIS SHELL INC | 3075 WAIALAE AVE | Honolulu | HI | 96816 | Jose Ruiz
9-101449 | 1999-08-23 | 990147 | Site Cleanup Completed (NFA) | CLARKLIFT PACIFIC - E.M. ENTERPR (PMID 005106) - aka "The Tennis Factory" | 3077 UALENA ST | Honolulu | HI | 96819 | Richard Takaba
9-103828 | 2007-05-16 | 070014 | Site Cleanup Completed (NFA) | Halsey Terrace Family Housing | 3090 Hampton Circle | Honolulu | HI | 96818 | Darren Park
9-502682 | 1995-03-01 | 930028 | Site Cleanup Completed (NFA) | HAWAIIAN RENTAL | 310 ALAMAHA ST | Kahului | HI | 96732 | Roger Brewer
9-502687 | 2005-05-06 | 990071 | Site Cleanup Completed (NFA) | MAUI COMMUNITY COLLEGE | 310 KAAHUMANU AVE | Kahului | HI | 96732 | Chad Pritchard
9-100253 | 1998-09-04 | 980228 | Site Cleanup Completed (NFA) | INTERNATIONAL INFLIGHT CATERING (PMID 004104) | 310 RODGERS BLVD | Honolulu | HI | 96819 | Lene Ichinotsubo
9-702438 | 2011-06-08 | 110016 | Site Cleanup Completed (NFA) | THRIFTY CAR RENTAL | 3120 OIHANA ST | Lihue | HI | 96766 | Deena Kam
9-101482 | 2007-07-24 | 980125 | Site Cleanup Completed (NFA) | DELTA AIRLINES INC. (PMID 001119) | 3121 AOLELE ST | Honolulu | HI | 96819 | Darren Park
9-101486 | 1999-06-23 | 970076 | Site Cleanup Completed (NFA) | LUFTHANSA SERVICE SKY CHEFS (PMID 005105) | 3129 UALENA ST | Honolulu | HI | 96819 | Renato Maniulit
9-100309 | 1997-09-26 | 900037 | Site Cleanup Completed (NFA) | CHAMINADE University | 3140 WAIALAE AVE | Honolulu | HI | 96816 | Lene Ichinotsubo
9-701643 | 2007-03-30 | 990133 | Site Cleanup Completed (NFA) | PARADISE SERVICE | 3155 KUHIO HWY | Lihue | HI | 96766 | Darren Park
9-701555 | 2005-08-25 | 030015 | Site Cleanup Completed (NFA) | LIHUE SHELL | 3178 KUHIO HWY | Lihue | HI | 96766 | Richard Takaba
9-701555 | 1998-04-07 | 980083 | Site Cleanup Completed (NFA) | LIHUE SHELL | 3178 KUHIO HWY | Lihue | HI | 96766 | Richard Takaba
9-701555 | 2009-07-21 | 080021 | Site Cleanup Completed (NFA) | LIHUE SHELL | 3178 KUHIO HWY | Lihue | HI | 96766 | Richard Takaba
9-701130 | 2006-11-24 | 050008 | Site Cleanup Completed (NFA) | LIHUE CHEVRON SERVICE | 3187 KUHIO HWY | Lihue | HI | 96766 | Darren Park
9-701130 | 2008-01-10 | 040019 | Site Cleanup Completed (NFA) | LIHUE CHEVRON SERVICE | 3187 KUHIO HWY | Lihue | HI | 96766 | Darren Park
9-703528 | 2006-07-24 | 060030 | Site Cleanup Completed (NFA) | UH Kauai Community College | 3-1901 KAUMUALII HWY | Lihue | HI | 96766 | Richard Takaba
9-701257 | 2015-12-07 | 160004 | Confirmed Release | AIM Puhi Shell | 3-1906 KAUMUALII HWY | Lihue | HI | 96766 | Shunsheng Fu
9-101220 | 2003-05-05 | 030017 | Site Cleanup Completed (NFA) | DICK'S MONSARRAT SERVICE | 3206 MONSARRAT AVE | Honolulu | HI | 96815 | Richard Takaba
9-100191 | 1998-08-11 | 980162 | Site Cleanup Completed (NFA) | DOBBS INTERNATIONAL SERVICES,INC | 3210 UALENA ST | Honolulu | HI | 96819 | Jose Ruiz
9-100337 | 2006-03-08 | 050026 | Site Cleanup Completed (NFA) | AIM DIAMOND HEAD | 3211 MONSARRAT AVE. | Honolulu | HI | 96815 | Shunsheng Fu
9-100337 | 2005-09-21 | 930096 | Site Cleanup Completed (NFA) | AIM DIAMOND HEAD | 3211 MONSARRAT AVE. | Honolulu | HI | 96815 | Shunsheng Fu
9-100337 | 2007-02-12 | 060018 | Site Cleanup Completed (NFA) | AIM DIAMOND HEAD | 3211 MONSARRAT AVE. | Honolulu | HI | 96815 | Shunsheng Fu
9-200754 | 2002-10-21 | 920161 | Site Cleanup Completed (NFA) | HAWAII TOFU | 322 A PALM ST | Schofield Barracks | HI | 96786 | Jose Ruiz
9-101919 | 1993-09-08 | 900071 | Site Cleanup Completed (NFA) | HOME CONTRACTORS, INC | 3249 KOAPAKA ST | Honolulu | HI | 96819 | Not Assigned
9-702492 | 2005-08-12 | 050013 | Site Cleanup Completed (NFA) | AVIS RENT-A-CAR SYSTEM INC | 3259 HOOLIMALIMA PL | Lihue | HI | 96766 | Chad Pritchard
9-102188 | 1994-07-07 | 910005 | Site Cleanup Completed (NFA) | BURLINGTON AIR EXPRESS | 3260 UALENA ST | Honolulu | HI | 96819 | Raymond Seid
9-500398 | 1996-08-19 | 960046 | Site Cleanup Completed (NFA) | OGAWA SERVICE STATION | 327 N MARKET ST | Wailuku | HI | 96793 | Jose Ruiz
9-701892 | 2005-05-27 | 040069 | Site Cleanup Completed (NFA) | DOLLAR RENT-A-CAR | 3273 HOOLIMALIMA PL | Lihue | HI | 96766 | Chad Pritchard
9-701714 | 2007-10-10 | 050041 | Site Cleanup Completed (NFA) | ALAMO RENT-A-CAR INC | 3276 HOOLIMALIMA PL | Lihue | HI | 96766 | Richard Takaba
9-701714 | 2000-06-24 | 990239 | Site Cleanup Completed (NFA) | ALAMO RENT-A-CAR INC | 3276 HOOLIMALIMA PL | Lihue | HI | 96766 | Richard Takaba
9-100880 | 1998-10-20 | 970103 | Site Cleanup Completed (NFA) | KAIMUKI TOYOTA SERVICE | 3282 WAIALAE AVE | Honolulu | HI | 96816 | Jose Ruiz
9-701885 | 1997-09-03 | 970077 | Site Cleanup Completed (NFA) | BUDGET RENT-A-CAR 2110 | 3285 HOOLIMALIMA PL | Lihue | HI | 96766 | Steven Okoji
9-101249 | 2013-09-16 | 130003 | Site Cleanup Completed (NFA) | NIMITZ CHEVRON SERVICE | 3299 N NIMITZ HWY | Honolulu | HI | 96819 | Shunsheng Fu
9-101249 | 1998-01-26 | 970117 | Site Cleanup Completed (NFA) | NIMITZ CHEVRON SERVICE | 3299 N NIMITZ HWY | Honolulu | HI | 96819 | Shunsheng Fu
9-100022 | 1996-10-21 | 920138 | Site Cleanup Completed (NFA) | SASAMOTO UNION SERVICE L-5005 | 33 S VINEYARD BLVD | Honolulu | HI | 96813 | Not Assigned
9-200016 | 2000-01-24 | 980051 | Site Cleanup Completed (NFA) | Mid Pac Petroleum LLC 252706 (prev: KUULEI UNION SERVICE L-2706) | 330 KUULEI RD | Kailua | HI | 96734 | Shunsheng Fu
9-200016 | 2000-01-24 | 980052 | Site Cleanup Completed (NFA) | Mid Pac Petroleum LLC 252706 (prev: KUULEI UNION SERVICE L-2706) | 330 KUULEI RD | Kailua | HI | 96734 | Shunsheng Fu
9-200016 | 2007-01-30 | 040061 | Site Cleanup Completed (NFA) | Mid Pac Petroleum LLC 252706 (prev: KUULEI UNION SERVICE L-2706) | 330 KUULEI RD | Kailua | HI | 96734 | Shunsheng Fu
9-200111 | 1999-05-19 | 980252 | Site Cleanup Completed (NFA) | WAHIAWA POLICE STATION | 330 N CANE ST | Wahiawa | HI | 96786 | Eric Sadoyama
9-101379 | 1997-06-17 | 910046 | Monitored Natural Attenuation | POLYNESIAN HOSPITALITY | 330 PACIFIC ST | Honolulu | HI | 96817 | Josh Nagashima
9-101770 | 2000-06-22 | 890009 | Site Cleanup Completed (NFA) | U.S. POSTAL SERVICE - WAIKIKI | 330 SARATOGA RD | Honolulu | HI | 96815 | Shaobin Li
9-101770 | 2005-12-22 | 040067 | Site Cleanup Completed (NFA) | U.S. POSTAL SERVICE - WAIKIKI | 330 SARATOGA RD | Honolulu | HI | 96815 | Shaobin Li
9-501749 | 1997-07-31 | 970036 | Site Cleanup Completed (NFA) | Maui County LAHAINA SPS3 (WAHIKULI) | 3300 HONOAPIILANI HWY | Lahaina | HI | 96761 | Jose Ruiz
9-501747 | 2000-09-05 | 990136 | Site Cleanup Completed (NFA) | LAHAINA SPS1 (HONOAPIILANI) | 3300 HONOAPIILANI HWY (HONOAPIILANI HWY/HALAWAI DR) | Lahaina | HI | 96761 | Shaobin Li
9-501754 | 1999-08-25 | 990123 | Site Cleanup Completed (NFA) | County of Maui Napili 2 PS (Kapua) | 3300 Honoapiilani Hwy (L Honoapiilani Hwy / Aekai Pl) | Lahaina | HI | 96761 | Jose Ruiz
9-501753 | 2000-06-30 | 990025 | Site Cleanup Completed (NFA) | County of Maui Napili 3 PS (Kaea Point) | 3300 Honoapiilani Hwy (L Honoapiilani Hwy / Hoohui Rd) | Lahaina | HI | 96761 | Shaobin Li
9-501755 | 1999-08-25 | 990124 | Site Cleanup Completed (NFA) | County of Maui Napili 1 PS (Honokowa) | 3300 Honoapiilani Hwy (L Honoapiilani Hwy / Kameeui Pl) | Lahaina | HI | 96761 | Jose Ruiz
9-503350 | 1999-11-16 | 990231 | Site Cleanup Completed (NFA) | PUKALANI MINIT STOP | 3310 A HALEAKALA HWY | Pukalani | HI | 96788 | Jose Ruiz
9-101185 | 2005-08-10 | 980077 | Site Cleanup Completed (NFA) | ALOHA CAMPBELL | 3327 CAMPBELL AVE | Honolulu | HI | 96815 | Chad Pritchard
9-100279 | 1997-07-02 | 970083 | Site Cleanup Completed (NFA) | McKINLEY MOTOR SERVICE INC. | 333 KALIHI ST | Honolulu | HI | 96819 | Eric Sadoyama
9-100812 | 2008-09-16 | 910037 | Site Cleanup Completed (NFA) | MELIM BLDG | 333 QUEEN ST | Honolulu | HI | 96813 | Darren Park
9-101065 | 1996-11-04 | 930118 | Site Cleanup Completed (NFA) | GEM DEPT | 333 WARD AVE | Honolulu | HI | 96800 | Roger Brewer
9-100088 | 1997-07-30 | 930122 | Site Cleanup Completed (NFA) | C&CH PALOLO FIRE STATION | 3345 KIWILI ST | Honolulu | HI | 96816 | Steven Okoji
9-601627 | 1997-09-17 | 970050 | Site Cleanup Completed (NFA) | KEAAU SERVICE STATION | 335 PAHOA HWY | Keaau | HI | 96749 | Steven Okoji
9-100344 | 1994-10-18 | 950001 | Site Cleanup Completed (NFA) | TEXACO STATION | 3368 WAIALAE AVE | Honolulu | HI | 96816 | Roger Brewer
9-101814 | 2005-08-12 | 940111 | Site Cleanup Completed (NFA) | HONOLULU COMMUNITY ACTION PROGRAM | 337 & 357 N KING ST | Honolulu | HI | 96817 | Chad Pritchard
9-101376 | 1992-06-26 | 900102 | Site Cleanup Completed (NFA) | AIPA Properties, LLC | 3375 KOAPAKA ST | Honolulu | HI | 96819 | Jose Ruiz
9-101031 | 2007-03-19 | 070008 | Site Cleanup Completed (NFA) | Kaimuki Auto Repair | 3375 WAIALAE AVE | Honolulu | HI | 96816 | Shunsheng Fu
9-601371 | 1997-07-31 | 920067 | Site Cleanup Completed (NFA) | I. YAMADA FURNITURE STORE, LTD. | 340 KINOOLE ST | Hilo | HI | 96720 | Lene Ichinotsubo
9-103322 | 2006-08-22 | 980040 | Site Cleanup Completed (NFA) | KAPIOLANI REGIONAL PARK - SERVICE CENTER | 3447 LEAHI AVE | Honolulu | HI | 96815 | Darren Park
9-503332 | 2014-01-08 | 140008 | LUST Cleanup Initiated | Ohana Fuels fka Maui Self Serve | 345 DAIRY RD. | Kahului | HI | 96732 | Josh Nagashima
9-202428 | 2007-04-23 | 940007 | Site Cleanup Completed (NFA) | HOLIDAY ACTION GAS - KAILUA | 345 HAHANI ST | Kailua | HI | 96734 | Darren Park
9-202428 | 2007-04-23 | 990159 | Site Cleanup Completed (NFA) | HOLIDAY ACTION GAS - KAILUA | 345 HAHANI ST | Kailua | HI | 96734 | Darren Park
9-101375 | 1994-08-26 | 940077 | Site Cleanup Completed (NFA) | OTO'S SERVICE, INC. | 345 MOKAUEA ST | Honolulu | HI | 96819 | David Hodges
9-100264 | 2014-03-21 | 100019 | Site Cleanup Completed with EHE/EHMP | KUAKINI MEDICAL CENTER - MAKAI EQUIPMENT ROOM | 347 N KUAKINI ST | Honolulu | HI | 96817 | Shaobin Li
9-100264 | 1997-07-31 | 910061 | Site Cleanup Completed (NFA) | KUAKINI MEDICAL CENTER - MAKAI EQUIPMENT ROOM | 347 N KUAKINI ST | Honolulu | HI | 96817 | Shaobin Li
9-100264 | 1998-09-22 | 980098 | Site Cleanup Completed (NFA) | KUAKINI MEDICAL CENTER - MAKAI EQUIPMENT ROOM | 347 N KUAKINI ST | Honolulu | HI | 96817 | Shaobin Li
9-701131 | 2005-07-14 | 040035 | Site Cleanup Completed (NFA) | KOLOA TOWN CHEVRON 93871 | 3486 POIPU RD | Koloa | HI | 96756 | Richard Takaba
9-701131 | 2006-06-06 | 040066 | Site Cleanup Completed (NFA) | KOLOA TOWN CHEVRON 93871 | 3486 POIPU RD | Koloa | HI | 96756 | Richard Takaba
9-701131 | 1995-10-11 | 880017 | Site Cleanup Completed (NFA) | KOLOA TOWN CHEVRON 93871 | 3486 POIPU RD | Koloa | HI | 96756 | Richard Takaba
9-702547 | 2000-06-23 | 960084 | Site Cleanup Completed (NFA) | JJR INC (aka The Little Gas Shack) | 3486 RICE ST | Lihue | HI | 96766 | Shaobin Li
9-101121 | 2001-02-28 | 010025 | Site Cleanup Completed (NFA) | TRADEWIND CHEVRON SERVICE | 3496 WAIALAE AVE | Honolulu | HI | 96816 | Richard Takaba
9-701538 | 2008-10-30 | 950003 | Site Cleanup Completed (NFA) | LONGIE'S CRACKED SEED | 3508 HANAPEPE RD | Hanapepe | HI | 96716 | Shaobin Li
9-100932 | 1999-08-26 | 990227 | Site Cleanup Completed (NFA) | MIYAZAKI AIRPORT SERVICE STATION (PMID 001104) | 351 RODGERS BLVD | Honolulu | HI | 96819 | Renato Maniulit
9-500770 | 2010-10-12 | 990049 | Site Cleanup Completed with EHE/EHMP | ABC STORE 47 | 3511 LOWER HONOAPIILANI HWY | Lahaina | HI | 96761 | Shaobin Li
9-500770 | 2010-10-12 | 900068 | Site Cleanup Completed with EHE/EHMP | ABC STORE 47 | 3511 LOWER HONOAPIILANI HWY | Lahaina | HI | 96761 | Shaobin Li
9-100760 | 1999-04-29 | 990121 | Site Cleanup Completed (NFA) | CHRISTIAN BROADCASTING - BROADCA | 3555 HARDING AVE | Honolulu | HI | 96816 | Jose Ruiz
9-502523 | 2015-11-27 | suspected | Suspected release | TESORO 2GO #61072 | 356 Huku Lii Pl | Kihei | HI | 96753 | George Tabil
9-101030 | 1993-07-28 | 910012 | Site Cleanup Completed (NFA) | SHELL SERVICE STATION | 3562 WAIALAE AVE | Honolulu | HI | 96816 | Sheila Mackenzie
9-103901 | 2010-09-24 | 100032 | Confirmed Release | Sand Island Business Association, Lot 95a | 358 Hookela Place | Honolulu | HI | 96819 | Richard Takaba
9-101337 | 2002-01-14 | 980062 | Site Cleanup Completed (NFA) | JAMES L. K. TOM, INC. | 358 HOOKELA PLACE (FORMERLY 125 ADAMS WAY) | Honolulu | HI | 96819 | Shunsheng Fu
9-101765 | 2007-04-17 | 050005 | Site Cleanup Completed (NFA) | U.S. POSTAL SERVICE - MAIN | 3600 AOLELE ST | Honolulu | HI | 96820 | Darren Park
9-101765 | 1997-09-18 | 930069 | Site Cleanup Completed (NFA) | U.S. POSTAL SERVICE - MAIN | 3600 AOLELE ST | Honolulu | HI | 96820 | Darren Park
9-100043 | 2011-08-18 | 110017 | Site Cleanup Completed (NFA) | Mid Pac Petroleum 254881 (prev: HARDING UNION SERVICE) | 3608 HARDING AVE | Honolulu | HI | 96816 | Shaobin Li
9-100043 | 2009-07-23 | 040056 | Site Cleanup Completed (NFA) | Mid Pac Petroleum 254881 (prev: HARDING UNION SERVICE) | 3608 HARDING AVE | Honolulu | HI | 96816 | Shaobin Li
9-100752 | 1999-02-08 | 970059 | Site Cleanup Completed (NFA) | IMM KAIMUKI | 3625 HARDING AVE | Honolulu | HI | 96816 | Jeffrey Ung
9-700432 | 1997-04-01 | 980086 | Site Cleanup Completed (NFA) | HI DOT AIRPORT DIVISION ( AVIS) | 3629 AHUKINI ST | Lihue | HI | 96766 | Jose Ruiz
9-700432 | 1997-04-01 | 980087 | Site Cleanup Completed (NFA) | HI DOT AIRPORT DIVISION ( AVIS) | 3629 AHUKINI ST | Lihue | HI | 96766 | Jose Ruiz
9-101062 | 2004-03-25 | 990094 | Site Cleanup Completed (NFA) | LEAHI HOSPITAL | 3675 KILAUEA AVE | Honolulu | HI | 96816 | Richard Takaba
9-501300 | 1995-08-02 | 950110 | Site Cleanup Completed (NFA) | DAIRY ROAD SHELL | 370 DAIRY RD | Kahului | HI | 96732 | Richard Takaba
9-501300 | 2014-08-26 | suspected | Suspected release | DAIRY ROAD SHELL | 370 DAIRY RD | Kahului | HI | 96732 | Richard Takaba
9-600105 | 2001-08-13 | 960044 | Site Cleanup Completed (NFA) | Mid Pac Petroleum 2705197 | 370 KAUMANA DR | Hilo | HI | 96720 | Shunsheng Fu
9-102947 | 2006-03-08 | 060004 | Site Cleanup Completed (NFA) | STEELTECH INC | 373 N NIMITZ HWY | Honolulu | HI | 96817 | Richard Takaba
9-102947 | 2006-03-08 | 940156 | Site Cleanup Completed (NFA) | STEELTECH INC | 373 N NIMITZ HWY | Honolulu | HI | 96817 | Richard Takaba
9-101887 | 1992-06-10 | 860001 | Site Cleanup Completed (NFA) | PARADISE PARK, INC. | 3737 MANOA RD | Honolulu | HI | 96822 | Lene Ichinotsubo
9-600010 | 2002-12-04 | 020021 | Site Cleanup Completed (NFA) | WONG'S 76 UNION L-3865 | 376 KILAUEA AVE | Hilo | HI | 96720 | Richard Takaba
9-500543 | 2009-11-17 | 920075 | Site Cleanup Completed with EHE/EHMP | Hawiian Telcom Kahului Base yard | 380 ALAMAHA PL | Kahului | HI | 96732 | Shaobin Li
9-701778 | 2001-01-12 | 980245 | Site Cleanup Completed (NFA) | LIHUE AIRPORT (PMID LIH007102, LIH800113, LIH620150) | 3901 MOKULELE LP, BOX 6 | Lihue | HI | 96766 | Randall Heu
9-701778 | 2004-04-05 | 980256 | Site Cleanup Completed (NFA) | LIHUE AIRPORT (PMID LIH007102, LIH800113, LIH620150) | 3901 MOKULELE LP, BOX 6 | Lihue | HI | 96766 | Randall Heu
9-103806 | 2006-11-09 | 060015 | Site Cleanup Completed (NFA) | Steve Riggs | 3928 Kaualio Place | Honolulu | HI | 96819 | Shaobin Li
9-601019 | 2015-02-09 | 080042 | Monitored Natural Attenuation | MASA'S SHELL SERVICE 139541 | 394 KAMEHAMEHA AVE | Hilo | HI | 96720 | Shaobin Li
9-101844 | 1998-10-01 | 980248 | Site Cleanup Completed (NFA) | ORGANIZATIONAL MAINT. SHOP 1 | 3949 DIAMOND HEAD RD | Honolulu | HI | 96816 | Jeffrey Ung
9-101846 | 1998-03-13 | 980067 | Site Cleanup Completed (NFA) | COMBINE SUPPORT MAINT SHOP 1 | 3949 DIAMOND HEAD RD | Honolulu | HI | 96816 | Janet Sherrer
9-101845 | 1998-10-01 | 980247 | Site Cleanup Completed (NFA) | STATE TRANS. MOTOR POOL BLDG. 90 | 3949 DIAMOND HEAD RD | Honolulu | HI | 96816 | Jeffrey Ung
9-702838 | 1996-06-27 | 940103 | Site Cleanup Completed (NFA) | KAUAI BUILDERS, LTD | 3988 HALAU ST | Lihue | HI | 96766 | Jose Ruiz
9-502454 | 1994-02-11 | 920021 | Site Cleanup Completed (NFA) | ALAMO RENT-A-CAR INC | 40 S HANA HWY | Kahului | HI | 96732 | Sheila Mackenzie
9-101798 | 2000-01-28 | 970128 | Site Cleanup Completed (NFA) | U.S. COAST GUARD BASE HONOLULU | 400 SAND ISLAND Parkway | Honolulu | HI | 96819 | Renato Maniulit
9-102168 | 1999-09-07 | 900009 | Site Cleanup Completed (NFA) | NAURU PHOSPHATE ROYALTIES TRUST | 404 PIIKOI ST/1330 ALA MOANA BLVD | Honolulu | HI | 96813 | Eric Sadoyama
9-700609 | 1994-11-21 | 920090 | Site Cleanup Completed (NFA) | LIHUE BASE YARD | 4040 HALAU ST | Lihue | HI | 96766 | Roger Brewer
9-101211 | 1999-08-26 | 880018 | Site Cleanup Completed (NFA) | ALA WAI SERVICE | 407 KAPAHULU AVE | Honolulu | HI | 96815 | Richard Takaba
9-101211 | 2004-11-15 | 040012 | Site Cleanup Completed (NFA) | ALA WAI SERVICE | 407 KAPAHULU AVE | Honolulu | HI | 96815 | Richard Takaba
9-501383 | 1994-10-07 | 940046 | Site Cleanup Completed (NFA) | TROPICAL RENT-A-CAR | 41 HANA HWY | Kahului | HI | 96732 | Raymond Seid
9-200742 | 1998-09-01 | 940146 | Site Cleanup Completed (NFA) | ALII IV SERVICE STATION | 41-1025 KALANIANAOLE HWY | Waimanalo | HI | 96795 | Jose Ruiz
9-200796 | 2009-11-18 | 080026 | Site Cleanup Completed (NFA) | WAIMANALO WASTEWATER TREATMENT Plant | 41-1060 KALANIANAOLE HWY | Waimanalo | HI | 96795 | Richard Takaba
9-200796 | 1997-05-06 | 970054 | Site Cleanup Completed (NFA) | WAIMANALO WASTEWATER TREATMENT Plant | 41-1060 KALANIANAOLE HWY | Waimanalo | HI | 96795 | Richard Takaba
9-700443 | 1999-08-27 | 980001 | Site Cleanup Completed (NFA) | YAMAGUCHI BUS SERVICE, INC. | 4111 PAPALINA RD | Kalaheo | HI | 96741 | Renato Maniulit
9-201240 | 2003-11-24 | 030034 | Site Cleanup Completed (NFA) | WAIMANALO TOWN CHEVRON SERVICE STATION | 41-1510 KALANIANAOLE HWY | Waimanalo | HI | 96795 | Jose Ruiz
9-201240 | 2003-11-24 | 030036 | Site Cleanup Completed (NFA) | WAIMANALO TOWN CHEVRON SERVICE STATION | 41-1510 KALANIANAOLE HWY | Waimanalo | HI | 96795 | Jose Ruiz
9-201240 | 2002-04-10 | 020013 | Site Cleanup Completed (NFA) | WAIMANALO TOWN CHEVRON SERVICE STATION | 41-1510 KALANIANAOLE HWY | Waimanalo | HI | 96795 | Jose Ruiz
9-201280 | 2010-10-04 | 100014 | Site Cleanup Completed (NFA) | Mid Pac Petroleium 2705570 | 41-1517 KALANIANAOLE HWY | Waimanalo | HI | 96795 | Josh Nagashima
9-201280 | 2005-08-26 | 990218 | Site Cleanup Completed (NFA) | Mid Pac Petroleium 2705570 | 41-1517 KALANIANAOLE HWY | Waimanalo | HI | 96795 | Josh Nagashima
9-203187 | 1997-06-02 | 970022 | Site Cleanup Completed (NFA) | WAIMANALO FEED SUPPLY | 41-1521 LUKANELA ST | Waimanalo | HI | 96795 | Janet Sherrer
9-101119 | 1994-12-27 | 870008 | Site Cleanup Completed (NFA) | WAIALAE CHEVRON | 4117 WAIALAE AVE | Honolulu | HI | 96816 | Richard Takaba
9-101119 | 2000-04-26 | 000077 | Site Cleanup Completed (NFA) | WAIALAE CHEVRON | 4117 WAIALAE AVE | Honolulu | HI | 96816 | Richard Takaba
9-202526 | 2004-06-24 | 930085 | Site Cleanup Completed (NFA) | MEADOW GOLD DAIRIES - WAIMANALO FARM | 41-330 WAIKUPANAHA ST | Waimanalo | HI | 96795 | Shunsheng Fu
9-701856 | 1999-03-30 | 900070 | Site Cleanup Completed (NFA) | ABC STORE 58 | 4-1359 KUHIO HWY | Kapaa | HI | 96746 | Jeffrey Ung
9-701856 | 1999-11-01 | 990195 | Site Cleanup Completed (NFA) | ABC STORE 58 | 4-1359 KUHIO HWY | Kapaa | HI | 96746 | Jeffrey Ung
9-100217 | 1995-03-14 | 920186 | Site Cleanup Completed (NFA) | BARRY'S UNION SERVICE L-3491 | 4137 WAIALAE AVE | Honolulu | HI | 96816 | Roger Brewer
9-100936 | 2003-07-24 | 010005 | Site Cleanup Completed (NFA) | ISLAND MOVERS, INC. | 414 KUWILI ST HONOLULU HARBOR PIER 42 | Honolulu | HI | 96817 | Shunsheng Fu
9-100237 | 1999-08-11 | 930084 | Site Cleanup Completed (NFA) | HERTZ RENT- A-CAR (PMID 007112) | 414 LELE ST | Honolulu | HI | 96819 | Jose Ruiz
9-203245 | 2002-02-06 | 980102 | Site Cleanup Completed (NFA) | USDA APHIS PPQ | 41-650 AHIKI ST | Waimanalo | HI | 96795 | Shunsheng Fu
9-202427 | 1999-01-14 | 910039 | Site Cleanup Completed (NFA) | WAIMANALO RESEARCH FARM | 41-698 AHIKI ST | Waimanalo | HI | 96795 | Jose Ruiz
9-100810 | 2003-10-23 | 980242 | Site Cleanup Completed (NFA) | AVIS RENT-A-CAR (PMID 007126) | 417 LELE ST | Honolulu | HI | 96819 | Richard Takaba
9-201177 | 2013-12-17 | 140003 | Confirmed Release | 7-11 WAIMANALO | 41-849 KALANIANAOLE HWY | Waimanalo | HI | 96795 | Richard Takaba
9-201177 | 1999-08-17 | 970008 | Site Cleanup Completed (NFA) | 7-11 WAIMANALO | 41-849 KALANIANAOLE HWY | Waimanalo | HI | 96795 | Richard Takaba
9-102169 | 1999-11-05 | 900011 | Site Cleanup Completed (NFA) | BOY SCOUTS OF AMERICA | 42 PUIWA RD | Honolulu | HI | 96817 | David Hodges
9-103898 | 2011-02-28 | 100031 | Site Cleanup Completed (NFA) | 420 N. Nimits Hwy Demolotion project | 420 N. Nimitz Hwy | Honolulu | HI | 96819 | Thu Perry
9-103631 | 2001-06-13 | 000075 | Site Cleanup Completed (NFA) | 420 WARD AVE | 420 WARD AVE/901 ILANIWAI ST | Honolulu | HI | 96814 | Jose Ruiz
9-100207 | 2001-10-02 | 010055 | Site Cleanup Completed (NFA) | FAA - DIAMOND HEAD RML | 4204 DIAMOND HEAD RD | Honolulu | HI | 96816 | Richard Takaba
9-100207 | 2000-09-08 | 990038 | Site Cleanup Completed (NFA) | FAA - DIAMOND HEAD RML | 4204 DIAMOND HEAD RD | Honolulu | HI | 96816 | Richard Takaba
9-101032 | 1997-06-12 | 910076 | Site Cleanup Completed (NFA) | KAHALA SHELL | 4204 WAIALAE AVE. | Honolulu | HI | 96816 | Jose Ruiz
9-101167 | 1998-04-14 | 930117 | Site Cleanup Completed (NFA) | EDDIE'S CRANE SERVICE | 422 CENTRAL WAY | Honolulu | HI | 96817 | Sheila Mackenzie
9-400557 | 1996-08-02 | 960052 | Site Cleanup Completed (NFA) | LANAI CENTRAL OFFICE | 423 NINTH ST | Lanai City | HI | 96763 | Jose Ruiz
9-200125 | 1998-11-03 | 920162 | Site Cleanup Completed (NFA) | C&CH KAILUA CORP YARD | 42-377 KALANIANAOLE HWY | Kailua | HI | 96734 | Richard Takaba
9-102215 | 2002-05-13 | 980225 | Site Cleanup Completed (NFA) | WOMEN'S COMMUNITY CORRECTIONAL CENTER | 42-477 KALANIANAOLE HWY | Kailua | HI | 96734 | To HEER
9-102215 | 2002-02-08 | 010008 | Site Cleanup Completed (NFA) | WOMEN'S COMMUNITY CORRECTIONAL CENTER | 42-477 KALANIANAOLE HWY | Kailua | HI | 96734 | To HEER
9-101385 | 2011-04-05 | 090029 | Site Cleanup Completed (NFA) | TESORO 2GO 61019 | 4259 LAWEHANA ST | Honolulu | HI | 96818 | Josh Nagashima
9-101385 | 2014-08-21 | 130010 | Site Cleanup Completed (NFA) | TESORO 2GO 61019 | 4259 LAWEHANA ST | Honolulu | HI | 96818 | Josh Nagashima
9-702798 | 1995-12-28 | 940035 | Site Cleanup Completed (NFA) | Hawaii Health Emporium dba NaMolokama General Store (prev: princeville chevron) | 4280 KUHIO HWY | Princeville | HI | 96722 | Eric Sadoyama
9-101199 | 2001-07-13 | 900055 | Site Cleanup Completed (NFA) | AIM KAHALA | 4339 WAIALAE AVE | Honolulu | HI | 96817 | Richard Takaba
9-101199 | 2011-09-12 | 110021 | Site Cleanup Completed (NFA) | AIM KAHALA | 4339 WAIALAE AVE | Honolulu | HI | 96817 | Richard Takaba
9-600702 | 1998-10-01 | 960089 | Site Cleanup Completed (NFA) | TESORO 2GO #61081 | 434 KAMEHAMEHA AVE | Hilo | HI | 96720 | David Hodges
9-201024 | 2013-01-10 | 060011 | Site Cleanup Completed (NFA) | Kailua Shell | 434 KUULEI RD | Kailua | HI | 96734 | Josh Nagashima
9-101212 | 2004-10-18 | 040014 | Site Cleanup Completed (NFA) | KAHALA CHEVRON SERVICE STATION | 4346 WAIALAE AVE | Honolulu | HI | 96816 | Shaobin Li
9-101212 | 2004-10-18 | 040027 | Site Cleanup Completed (NFA) | KAHALA CHEVRON SERVICE STATION | 4346 WAIALAE AVE | Honolulu | HI | 96816 | Shaobin Li
9-101212 | 1994-12-27 | 880003 | Site Cleanup Completed (NFA) | KAHALA CHEVRON SERVICE STATION | 4346 WAIALAE AVE | Honolulu | HI | 96816 | Shaobin Li
9-101212 | 2006-03-23 | 040043 | Site Cleanup Completed (NFA) | KAHALA CHEVRON SERVICE STATION | 4346 WAIALAE AVE | Honolulu | HI | 96816 | Shaobin Li
9-100228 | 2009-03-25 | 970058 | Site Cleanup Completed (NFA) | GRAY LINE HAWAII, LTD. (PMID 007107B) | 435 KALEWA ST | Honolulu | HI | 96819 | Richard Takaba
9-100228 | 2009-03-25 | 890006 | Site Cleanup Completed (NFA) | GRAY LINE HAWAII, LTD. (PMID 007107B) | 435 KALEWA ST | Honolulu | HI | 96819 | Richard Takaba
9-101772 | 1991-07-01 | 900117 | Site Cleanup Completed (NFA) | U.S. POSTAL SERVICE - WAIALAE KAHALA | 4354 PAHOA AVE. | Honolulu | HI | 96816 | David Hodges
9-700618 | 2013-03-27 | 120009 | Site Cleanup Completed (NFA) | KUKUI GROVE SELF SERVE | 4360 KUKUI GROVE ST | Lihue | HI | 96766 | Josh Nagashima
9-100786 | 1997-07-03 | 930101 | Site Cleanup Completed (NFA) | HONOLULU LAUNDRY CO., LTD. | 438 KAMAKEE ST | Honolulu | HI | 96814 | Eric Sadoyama
9-701071 | 1999-09-23 | 990018 | Site Cleanup Completed (NFA) | HANAPEPE BASE YARD | 4380 LELE RD | Hanapepe | HI | 96716 | Richard Takaba
9-101153 | 2002-08-19 | 990120 | Site Cleanup Completed (NFA) | SIDA OF HAWAII (PMID 007108) | 439 KALEWA ST | Honolulu | HI | 96819 | Shunsheng Fu
9-700628 | 1992-01-03 | 910022 | Site Cleanup Completed (NFA) | CITIZENS UTILITIES COMPANY | 4392 WAIALOA RD | Eleele | HI | 96705 | Rhonda Goyke
9-703308 | 1999-12-02 | 990023 | Site Cleanup Completed (NFA) | KAUAI CIVIL DEFENSE | 4396 RICE ST | Lihue | HI | 96766 | David Hodges
9-701077 | 1998-03-23 | 950093 | Site Cleanup Completed (NFA) | County of Kauai Lihue Treatment Plant | 4396 RICE ST | Lihue | HI | 96766 | Eric Sadoyama
9-700446 | 1997-07-31 | 940094 | Site Cleanup Completed (NFA) | WATER DEPT BASE YARD | 4398 PUA LOKE ST | Lihue | HI | 96766 | Steven Okoji
9-702543 | 2000-06-07 | 950114 | Site Cleanup Completed (NFA) | DLNR - FIELD OPERATIONS CENTER | 4398D PUA LOKE | Lihue | HI | 96766 | Renato Maniulit
9-600574 | 1998-12-07 | 980065 | Site Cleanup Completed (NFA) | KAWAILANI CENTRAL OFFICE | 440 W KAWAILANI ST | Hilo | HI | 96720 | Jose Ruiz
9-701132 | 2013-06-24 | 130005 | LUST Cleanup Initiated | RICE STREET CHEVRON | 4411 RICE ST | Lihue | HI | 96766 | Josh Nagashima
9-101439 | 1997-07-02 | 950057 | Site Cleanup Completed (NFA) | TERMINAL TRANSPORTATION, INC. (PMID 007110) | 443 KALEWA ST | Honolulu | HI | 96819 | Randall Heu
9-101439 | 2004-08-13 | 000050 | Site Cleanup Completed (NFA) | TERMINAL TRANSPORTATION, INC. (PMID 007110) | 443 KALEWA ST | Honolulu | HI | 96819 | Randall Heu
9-501907 | 2005-06-22 | 980156 | Site Cleanup Completed (NFA) | MAUI VENTURE CAPITAL CO.,INC | 444 HANA HWY | Kahului | HI | 96732 | Haven Westerman
9-701068 | 1995-10-25 | 950108 | Site Cleanup Completed (NFA) | ELEELE TREATMENT PLANT | 4440 WAIALO RD | Eleele | HI | 96705 | Roger Brewer
9-700610 | 1995-05-25 | 940098 | Site Cleanup Completed (NFA) | LIHUE CENTRAL OFFICE | 4444 RICE ST | Lihue | HI | 96766 | Roger Brewer
9-703437 | 2002-04-10 | 990191 | Site Cleanup Completed (NFA) | LIHUE CIVIC CENTER | 4444 RICE ST | Lihue | HI | 96766 | Jose Ruiz
9-703437 | 2002-04-10 | 990044 | Site Cleanup Completed (NFA) | LIHUE CIVIC CENTER | 4444 RICE ST | Lihue | HI | 96766 | Jose Ruiz
9-701078 | 1999-08-03 | 990019 | Site Cleanup Completed (NFA) | WAILUA TREATMENT PLANT | 4460 NALU RD | Wailua | HI | 96746 | Richard Takaba
9-201696 | 2006-01-18 | 960012 | Site Cleanup Completed (NFA) | 7-11 STORE 2161-26613 | 44-740 KANEOHE BAY DR | Kaneohe | HI | 96744 | Richard Takaba
9-101525 | 1999-11-08 | 990181 | Site Cleanup Completed (NFA) | BUDGET MAINTENANCE YARD (PMID 007130) | 448 KALEWA ST | Honolulu | HI | 96819 | Renato Maniulit
9-703281 | 1999-12-27 | 970135 | Site Cleanup Completed (NFA) | KAUAI COCONUT BEACH RESORT | 4-484 KUHIO HWY | Kapaa | HI | 96746 | David Hodges
9-200072 | 1995-03-31 | 940022 | Site Cleanup Completed (NFA) | C&CH AIKAHI FIRE STATION | 45 KANEOHE BAY DR | Kailua | HI | 96734 | Roger Brewer
9-201835 | 2001-08-29 | 940041 | Site Cleanup Completed (NFA) | SEARS ROEBUCK & COMPANY | 45-056 KAMEHAMEHA HWY | Kaneohe | HI | 96744 | Mark Sutterfield
9-202196 | 1993-08-23 | 900099 | Site Cleanup Completed (NFA) | POHAI NANI CARE CENTER | 45-090 NAMOKU ST | Kaneohe | HI | 96744 | Rhonda Goyke
9-101180 | 1996-03-11 | 890004 | Site Cleanup Completed (NFA) | ALOHA ALA MOANA | 451 PIIKOI ST | Honolulu | HI | 96814 | Roger Brewer
9-101200 | 2011-06-07 | 110015 | Site Cleanup Completed (NFA) | FASTOP STADIUM MALL | 4510 SALT LAKE BLVD | Honolulu | HI | 96819 | Deena Kam
9-101200 | 2001-11-26 | 970115 | Site Cleanup Completed (NFA) | FASTOP STADIUM MALL | 4510 SALT LAKE BLVD | Honolulu | HI | 96819 | Deena Kam
9-201109 | 2004-11-04 | 040015 | Site Cleanup Completed (NFA) | KANEOHE CHEVRON SERVICE | 45-1002 KAMEHAMEHA HWY | Kaneohe | HI | 96744 | Shunsheng Fu
9-201109 | 2008-01-10 | 060013 | Site Cleanup Completed (NFA) | KANEOHE CHEVRON SERVICE | 45-1002 KAMEHAMEHA HWY | Kaneohe | HI | 96744 | Shunsheng Fu
9-201171 | 2009-09-01 | 900051 | Site Cleanup Completed (NFA) | PUBLIC STORAGE (ALOHA KANEOHE) | 45-1021 KAMEHAMEHA HWY | Kaneohe | HI | 96744 | Richard Takaba
9-201016 | 2011-08-12 | 080029 | Site Cleanup Completed (NFA) | KANEOHE SHELL FOOD MART | 45-1039 KAMEHAMEHA HWY | Kaneohe | HI | 96744 | Shaobin Li
9-201937 | 2014-10-31 | 150010 | Confirmed Release | AIM Windward | 45-1151 A KAMEHAMEHA HWY | Kaneohe | HI | 96744 | Shaobin Li
9-100873 | 2009-07-14 | 940083 | Site Cleanup Completed (NFA) | DOLLAR RENT-A-CAR (PMID 007116) | 452 KALEWA ST | Honolulu | HI | 96817 | Richard Takaba
9-700604 | 1993-07-23 | 910084 | Site Cleanup Completed (NFA) | KAPAA CENTRAL OFFICE | 4520 NIU ST | Kapaa | HI | 96746 | Not Assigned
9-200112 | 2001-01-04 | 920020 | Site Cleanup Completed (NFA) | KANEOHE POLICE STATION | 45-270 WAIKALUA RD | Kaneohe | HI | 96744 | Shunsheng Fu
9-601316 | 2004-07-26 | 900127 | Monitored Natural Attenuation | Convenience Plus LLC | 45-3244 MAMALAHOA HWY P.O. BOX 246 | Honokaa | HI | 96727 | Shunsheng Fu
9-600104 | 1997-06-06 | 970063 | Site Cleanup Completed (NFA) | Mid Pac Petroleum LLC 2705959 | 45-3533 MAMANE ST P.O. BOX 276 | Honokaa | HI | 96727 | Deena Kam
9-600104 | 2011-06-14 | 040062 | Site Cleanup Completed (NFA) | Mid Pac Petroleum LLC 2705959 | 45-3533 MAMANE ST P.O. BOX 276 | Honokaa | HI | 96727 | Deena Kam
9-703730 | 2002-03-12 | 010059 | Site Cleanup Completed (NFA) | FORMER HANAPEPE REPAIR SHOP | 4540 HANA RD | Hanapepe | HI | 96716 | Jose Ruiz
9-701967 | 1998-12-29 | 900113 | Site Cleanup Completed (NFA) | DENNY'S REPAIR & SERVICE | 4545 KONA RD | Hanapepe | HI | 96716 | Lene Ichinotsubo
9-201102 | 2009-01-20 | 970040 | Active Remediation | KOOLAU CHEVRON FOODMART | 45-462 KANEOHE BAY DR | Kaneohe | HI | 96744 | Shunsheng Fu
9-201102 | 2009-01-20 | 070003 | Active Remediation | KOOLAU CHEVRON FOODMART | 45-462 KANEOHE BAY DR | Kaneohe | HI | 96744 | Shunsheng Fu
9-200333 | 2000-04-03 | 980137 | Site Cleanup Completed (NFA) | ARCO 82106 | 45-467 KANEOHE BAY DR | Kaneohe | HI | 96744 | Shaobin Li
9-501565 | 2004-02-04 | 040018 | Site Cleanup Completed (NFA) | SUNSHINE RENT-A-CAR | 455 DAIRY RD | Kahului | HI | 96732 | Richard Takaba
9-603399 | 1999-06-10 | 990014 | Site Cleanup Completed (NFA) | HALE HOOLA HAMAKUA | 45-547 PLUMERIA ST | Honokaa | HI | 96727 | Jose Ruiz
9-201144 | 1996-02-13 | 940024 | Site Cleanup Completed (NFA) | B & E PETROLEUM | 45-554 KAMEHAMEHA HWY | Kaneohe | HI | 96744 | Roger Brewer
9-600710 | 1996-10-25 | 950071 | Site Cleanup Completed (NFA) | PACIFIC MACHINERY | 456 KALANIANAOLE AVE | Hilo | HI | 96720 | Janet Sherrer
9-100849 | 1997-09-09 | 980041 | Site Cleanup Completed (NFA) | CHEVRON SS 208878 dba Salt Lake Chevron | 4561 SALT LAKE BLVD | Honolulu | HI | 96818 | Not Assigned
9-201929 | 2014-11-17 | suspected | Suspected release | AIM LIKELIKE | 45-626 KAMEHAMEHA HWY | Kaneohe | HI | 96744 | Richard Takaba
9-201929 | 1999-11-16 | 900042 | Site Cleanup Completed (NFA) | AIM LIKELIKE | 45-626 KAMEHAMEHA HWY | Kaneohe | HI | 96744 | Richard Takaba
9-200883 | 1998-06-09 | 970121 | Site Cleanup Completed (NFA) | WINDWARD TOYOTA SERVICE | 45-655 KAMEHAMEHA HWY | Kaneohe | HI | 96744 | Jeffrey Ung
9-201883 | 1997-08-27 | 940033 | Site Cleanup Completed (NFA) | WINDWARD INC. | 45-671 KAMEHAMEHA HWY | Kaneohe | HI | 96744 | Steven Okoji
9-200021 | 2007-01-04 | 040054 | Site Cleanup Completed (NFA) | Mid Pac Petroleum 2705801 | 45-675 KAMEHAMEHA HWY | Kaneohe | HI | 96744 | Shunsheng Fu
9-201018 | 1997-09-30 | 970116 | Site Cleanup Completed (NFA) | WINDWARD SHELL | 45-685 KAMEHAMEHA HWY | Kaneohe | HI | 96744 | Janet Sherrer
9-202645 | 2000-06-28 | 000034 | Site Cleanup Completed (NFA) | HAWAII STATE HOSPITAL | 45-710 KEAAHALA RD | Kaneohe | HI | 96744 | Richard Takaba
9-203269 | 1997-09-17 | 970124 | Site Cleanup Completed (NFA) | HAKKEI ENTERPRISE | 45-781 KAMEHAMEHA HWY | Kaneohe | HI | 96744 | Eric Sadoyama
9-603524 | 2006-02-23 | 990210 | Site Cleanup Completed (NFA) | EXCELSIOR DAIRY | 458 KEKAUANAOA ST | Hilo | HI | 96720 | Shaobin Li
9-700615 | 1997-10-20 | 980006 | Site Cleanup Completed (NFA) | WAIMEA CENTRAL OFFICE | 4600 Makleke Rd | Waimea | HI | 96796 | Janet Sherrer
9-203910 | 2011-07-15 | 110001 | Site Cleanup Completed (NFA) | Castle Professional Center | 46-001 Kam Hwy | Kaneohe | HI | 96744 | Thu Perry
9-200330 | 2014-10-01 | 980147 | Active Remediation | AIM WINDWARD MALL | 46-004 KAMEHAMEHA HWY | Kaneohe | HI | 96744 | Shaobin Li
9-200330 | 2008-05-09 | 070028 | Site Cleanup Completed (NFA) | AIM WINDWARD MALL | 46-004 KAMEHAMEHA HWY | Kaneohe | HI | 96744 | Shaobin Li
9-200330 | 2014-10-01 | 050018 | Active Remediation | AIM WINDWARD MALL | 46-004 KAMEHAMEHA HWY | Kaneohe | HI | 96744 | Shaobin Li
9-200739 | 2002-03-05 | 930054 | Site Cleanup Completed (NFA) | HABILITAT CONSTRUCTION | 46-026 ALALOA ST | Kaneohe | HI | 96744 | Shunsheng Fu
9-200027 | 2011-04-19 | 910088 | Site Cleanup Completed with EHMP | Mid Pac Petroleum 256434 | 46-047 KAMEHAMEHA HWY | Kaneohe | HI | 96744 | Shunsheng Fu
9-200027 | 2007-06-06 | 070021 | Site Cleanup Completed (NFA) | Mid Pac Petroleum 256434 | 46-047 KAMEHAMEHA HWY | Kaneohe | HI | 96744 | Shunsheng Fu
9-207013 | 2005-05-25 | 930052 | Site Cleanup Completed (NFA) | WILLIAM H. PETERSON | 46-145 MALINA PL | Kaneohe | HI | 96744 | Chad Pritchard
9-201374 | 1993-01-27 | 920156 | Site Cleanup Completed (NFA) | WINDWARD NISSAN, INC. | 46-151 KAHUHIPA ST | Kaneohe | HI | 96744 | Not Assigned
9-200364 | 1996-11-04 | 950089 | Site Cleanup Completed (NFA) | WINDWARD AUTO SALES, INC. | 46-177 KAHUHIPA ST | Kaneohe | HI | 96744 | Jose Ruiz
9-203778 | 2005-03-08 | 040036 | Site Cleanup Completed (NFA) | FORMER KANEOHE DISTRICT COURTHOUSE | 46-201 KAHUHIPA STREET | Kaneohe | HI | 96744 | Chad Pritchard
9-701046 | 2010-07-22 | 100021 | LUST Cleanup Initiated | KAUAI VETERANS MEMORIAL HOSPITAL | 4643 WAIMEA CANYON RD | Waimea | HI | 96796 | Shaobin Li
9-601085 | 1997-02-25 | 950010 | Site Cleanup Completed (NFA) | Hawaii County CENTRAL FIRE STATION | 466 KINOOLE ST | Hilo | HI | 96720 | Janet Sherrer
9-500668 | 1996-04-24 | 940009 | Site Cleanup Completed (NFA) | PACIFIC MACHINERY | 470 S HANA HWY | Kahului | HI | 96732 | Haven Westerman
9-500668 | 2005-04-28 | 040044 | Site Cleanup Completed (NFA) | PACIFIC MACHINERY | 470 S HANA HWY | Kahului | HI | 96732 | Haven Westerman
9-200502 | 1997-02-14 | 940087 | Site Cleanup Completed (NFA) | KAHALUU BASE YARD | 47-129 WAIHEE RD | Kaneohe | HI | 96744 | Shunsheng Fu
9-200502 | 2015-08-04 | 150018 | Site Cleanup Completed (NFA) | KAHALUU BASE YARD | 47-129 WAIHEE RD | Kaneohe | HI | 96744 | Shunsheng Fu
9-202742 | 1993-11-30 | 930077 | Site Cleanup Completed (NFA) | VALLEY OF THE TEMPLES MEMORIAL PARK | 47-200 KAHEKILI HWY | Kaneohe | HI | 96744 | Not Assigned
9-200326 | 2006-02-07 | 050033 | Site Cleanup Completed (NFA) | ARCO 82107 dba Rick's Temple Valley Service 12806 | 47-256 HUI IWA ST | Kaneohe | HI | 96744 | Shunsheng Fu
9-200326 | 2006-02-07 | 060003 | Site Cleanup Completed (NFA) | ARCO 82107 dba Rick's Temple Valley Service 12806 | 47-256 HUI IWA ST | Kaneohe | HI | 96744 | Shunsheng Fu
9-200326 | 1999-12-09 | 980146 | Site Cleanup Completed (NFA) | ARCO 82107 dba Rick's Temple Valley Service 12806 | 47-256 HUI IWA ST | Kaneohe | HI | 96744 | Shunsheng Fu
9-200134 | 1997-07-18 | 970105 | Site Cleanup Completed (NFA) | C&CH AHUIMANU WASTEWATER PRELIMINARY TREATMENT FACILITY | 47-305 KAHEKILI HWY | Kahaluu | HI | 96744 | Jose Ruiz
9-200966 | 2000-08-14 | 900047 | Site Cleanup Completed (NFA) | WAIAU GENERATING STATION | 475 KAMEHAMEHA HWY | Pearl City | HI | 96782 | Renato Maniulit
9-601615 | 1994-02-25 | 930089 | Site Cleanup Completed (NFA) | GOODYEAR TIRE & RUBBER CO | 475 KILAUEA AVE | Hilo | HI | 96720 | Jose Ruiz
9-200331 | 2002-01-11 | 980193 | Site Cleanup Completed (NFA) | 7-Eleven Kahaluu | 47-515 KAMEHAMEHA HWY | Kahaluu | HI | 96744 | Shaobin Li
9-200331 | 2014-12-01 | 150005 | LUST Cleanup Initiated | 7-Eleven Kahaluu | 47-515 KAMEHAMEHA HWY | Kahaluu | HI | 96744 | Shaobin Li
9-200331 | 1994-03-23 | 910033 | Site Cleanup Completed (NFA) | 7-Eleven Kahaluu | 47-515 KAMEHAMEHA HWY | Kahaluu | HI | 96744 | Shaobin Li
9-200331 | 2006-11-22 | 050029 | Site Cleanup Completed (NFA) | 7-Eleven Kahaluu | 47-515 KAMEHAMEHA HWY | Kahaluu | HI | 96744 | Shaobin Li
9-203510 | 2005-07-26 | 990166 | Site Cleanup Completed (NFA) | HYGIENIC STORE | 47-528 KAMEHAMEHA HWY | Kahaluu | HI | 96744 | Haven Westerman
9-201103 | 1995-10-27 | 880006 | Site Cleanup Completed (NFA) | H & H CHEVRON | 47-537 KAMEHAMEHA HWY | Kaneohe | HI | 96744 | Roger Brewer
9-200926 | 1998-09-09 | 960086 | Site Cleanup Completed (NFA) | GAS EXPRESS 53 | 47-703 KAMEHAMEHA HWY | Kaneohe | HI | 96744 | Jose Ruiz
9-502457 | 2006-12-29 | 040046 | Site Cleanup Completed (NFA) | SEABURY HALL | 480 OLINDA RD | Makawao | HI | 96768 | Shunsheng Fu
9-501756 | 2000-10-03 | 990137 | Site Cleanup Completed (NFA) | KIHEI WWTP | 480 WELEKAHAO RD/PIILANI HWY | Kihei | HI | 96753 | Shaobin Li
9-101201 | 2002-03-19 | 980229 | Site Cleanup Completed (NFA) | 7-11 MOANALUA | 4805 BOUGAINVILLE DR | Honolulu | HI | 96818 | Shunsheng Fu
9-102885 | 2001-11-05 | 940034 | Site Cleanup Completed (NFA) | ALA WAI GOLF COURSE | 484 KAPAHULU AVE | Honolulu | HI | 96816 | Mark Sutterfield
9-500769 | 1997-10-28 | 940140 | Site Cleanup Completed (NFA) | MAUI LAND & PINEAPPLE CO LTD HONOLUA | 4900 HONOAPIILANI HWY | Lahaina | HI | 96761 | David Hodges
9-500769 | 1999-02-04 | 980105 | Site Cleanup Completed (NFA) | MAUI LAND & PINEAPPLE CO LTD HONOLUA | 4900 HONOAPIILANI HWY | Lahaina | HI | 96761 | David Hodges
9-701682 | 2005-01-05 | 990008 | Monitored Natural Attenuation | KAPAA BASE YARD | 4900 KAHUA RD | Kapaa | HI | 96746 | Shunsheng Fu
9-202950 | 2001-03-05 | 950137 | Site Cleanup Completed (NFA) | KUALOA REGIONAL PARK MAINTENANCE | 49-479 KAMEHAMEHA HWY | Kualoa | HI | 96730 | Jose Ruiz
9-202986 | 2006-11-09 | 960005 | Site Cleanup Completed (NFA) | BATTERY AVERY J. COOPER | 49-560 KAMEHAMEHA HWY | Kaaawa | HI | 96730 | Darren Park
9-701243 | 1999-05-13 | 880019 | Site Cleanup Completed (NFA) | KAPAA CHEVRON | 4-994 KUHIO HWY | Kapaa | HI | 96746 | Richard Takaba
9-101711 | 1995-01-30 | 940080 | Site Cleanup Completed (NFA) | AA ELECTRIC, LTD. | 500 ALA KAWA ST, APT #100 | Honolulu | HI | 96817 | Raymond Seid
9-501584 | 1993-07-14 | 920182 | Site Cleanup Completed (NFA) | HONOLUA STORE | 500 OFFICE RD | Kapalua | HI | 96761 | Not Assigned
9-103403 | 1999-10-26 | 980118 | Site Cleanup Completed (NFA) | LUNALILO HOME | 501 KEKAULUOHI ST | Honolulu | HI | 96825 | Richard Takaba
9-101259 | 2012-03-27 | 030004 | Site Cleanup Completed with EHMP | LANCE GOYA CHEVRON | 504 N SCHOOL ST | Honolulu | HI | 96817 | Shunsheng Fu
9-101259 | 2002-02-15 | 980240 | Site Cleanup Completed (NFA) | LANCE GOYA CHEVRON | 504 N SCHOOL ST | Honolulu | HI | 96817 | Shunsheng Fu
9-101259 | 2012-03-27 | 030003 | Site Cleanup Completed with EHMP | LANCE GOYA CHEVRON | 504 N SCHOOL ST | Honolulu | HI | 96817 | Shunsheng Fu
9-100103 | 2002-10-22 | 930015 | Site Cleanup Completed (NFA) | Mid Pac Petroleum 254573 | 505 KAPAHULU AVE | Honolulu | HI | 96815 | Richard Takaba
9-600709 | 1995-10-02 | 920168 | Site Cleanup Completed (NFA) | KALAKAUA KLEANERS, INC. | 51 KALAKAUA ST | Hilo | HI | 96720 | Roger Brewer
9-503785 | 2005-01-11 | 040049 | Site Cleanup Completed (NFA) | MINORU TAMASHIRO | 51 WILIPOHAKU ST | Wailuku | HI | 96793 | Shaobin Li
9-601520 | 2002-02-08 | 980202 | Site Cleanup Completed (NFA) | Waiakea 76 | 511 W KAWAILANI ST | Hilo | HI | 96720 | Mark Sutterfield
9-201192 | 2007-01-30 | 980011 | Site Cleanup Completed (NFA) | KAAAWA SEVEN ELEVEN | 51-484 KAMEHAMEHA HWY | Kaaawa | HI | 96730 | Shunsheng Fu
9-100917 | 1995-10-25 | 950004 | Site Cleanup Completed (NFA) | GASCO, INC. | 515 KAMAKEE ST | Honolulu | HI | 96814 | Roger Brewer
9-102172 | 1995-03-15 | 900030 | Site Cleanup Completed (NFA) | KINGSGATE PLAZA | 516 DILLINGHAM BLVD | Honolulu | HI | 96817 | Roger Brewer
9-103105 | 1995-12-21 | 950133 | Site Cleanup Completed (NFA) | SERVICE AUTO MACHINE WORKS | 518 CUMMINS ST | Honolulu | HI | 96814 | Eric Sadoyama
9-103315 | 2008-03-27 | 020010 | Site Cleanup Completed (NFA) | COSTCO Gas Station 687 | 520 ALA KAWA ST | Honolulu | HI | 96817 | To VRP
9-100316 | 2001-03-05 | 980069 | Site Cleanup Completed (NFA) | Ward Ave Shell | 520 WARD AVE | Honolulu | HI | 96814 | Josh Nagashima
9-100316 | 1997-10-17 | 950036 | Site Cleanup Completed (NFA) | Ward Ave Shell | 520 WARD AVE | Honolulu | HI | 96814 | Josh Nagashima
9-100316 | 2008-08-11 | 070018 | Site Cleanup Completed (NFA) | Ward Ave Shell | 520 WARD AVE | Honolulu | HI | 96814 | Josh Nagashima
9-301422 | 1999-08-11 | 920089 | Site Cleanup Completed (NFA) | MAUNALOA SERVICE | 523 MAUNALOA (PREVIOUS ADDRESS 460 MAUNALOA) | Maunaloa | HI | 96770 | Jose Ruiz
9-301422 | 1999-06-10 | 980237 | Site Cleanup Completed (NFA) | MAUNALOA SERVICE | 523 MAUNALOA (PREVIOUS ADDRESS 460 MAUNALOA) | Maunaloa | HI | 96770 | Jose Ruiz
9-502944 | 2002-05-07 | 010052 | Site Cleanup Completed (NFA) | HASEGAWA GENERAL STORE | 5230 HANA HWY | Hana | HI | 96713 | Shunsheng Fu
9-102758 | 1997-06-20 | 930108 | Site Cleanup Completed (NFA) | TIRE RECAP SERVICE | 526 KEAWE ST | Honolulu | HI | 96813 | Eric Sadoyama
9-700442 | 2004-12-22 | 940006 | Site Cleanup Completed (NFA) | KOLOA SHELL SERVICE INC. | 5286 KOLOA RD | Koloa | HI | 96756 | Randall Heu
9-303318 | 2000-08-29 | 980185 | Site Cleanup Completed (NFA) | Molokai Fish & Dive | 53 ALA MALAMA ST | Kaunakakai | HI | 96748 | Renato Maniulit
9-100985 | 1995-07-14 | 950112 | Site Cleanup Completed (NFA) | NAV. & MARINE CORPS RESERVE CENTER | 530 PELTIER AVE / BLDG 2265 | Honolulu | HI | 96818 | Jose Ruiz
9-201370 | 1999-08-27 | 980212 | Site Cleanup Completed (NFA) | KAYA'S GENERAL MERCHANDISE | 53-534 KAMEHAMEHA HWY | Punaluu | HI | 96717 | Renato Maniulit
9-600238 | 2000-07-14 | 000013 | Site Cleanup Completed (NFA) | HELCO KANOELEHUA OPERATIONS CENTER | 54 HALEKAUILA ST | Hilo | HI | 96720 | Richard Takaba
9-100017 | 2009-02-09 | 080018 | Site Cleanup Completed (NFA) | Mid Pac Petroleum LLC 2705958 | 540 N NIMITZ HWY | Honolulu | HI | 96817 | Shunsheng Fu
9-100017 | 2008-11-25 | 070010 | Site Cleanup Completed (NFA) | Mid Pac Petroleum LLC 2705958 | 540 N NIMITZ HWY | Honolulu | HI | 96817 | Shunsheng Fu
9-100017 | 2011-01-12 | 920166 | Site Cleanup Completed (NFA) | Mid Pac Petroleum LLC 2705958 | 540 N NIMITZ HWY | Honolulu | HI | 96817 | Shunsheng Fu
9-100017 | 2000-07-07 | 970015 | Site Cleanup Completed (NFA) | Mid Pac Petroleum LLC 2705958 | 540 N NIMITZ HWY | Honolulu | HI | 96817 | Shunsheng Fu
9-200068 | 1998-04-01 | 940175 | Site Cleanup Completed (NFA) | C&CH HAUULA FIRE STATION | 54-064 KAMEHAMEHA HWY | Hauula | HI | 96717 | Jose Ruiz
9-201661 | 2008-04-17 | 070029 | Site Cleanup Completed (NFA) | TESORO GAS EXPRESS 54 | 54-304 KAMEHAMEHA HWY | Hauula | HI | 96717 | Shunsheng Fu
9-201661 | 1998-02-05 | 960060 | Site Cleanup Completed (NFA) | TESORO GAS EXPRESS 54 | 54-304 KAMEHAMEHA HWY | Hauula | HI | 96717 | Shunsheng Fu
9-603408 | 1999-05-10 | 990101 | Site Cleanup Completed (NFA) | KOHALA HOSPITAL | 54-383 HOSPITAL RD | Kapaau | HI | 96755 | Eric Sadoyama
9-701066 | 2002-06-26 | 990037 | Site Cleanup Completed (NFA) | Kauai County Hanalei Police / Fire Station | 5-4390 KUHIO HWY | Hanalei | HI | 96714 | Jose Ruiz
9-102949 | 1997-09-02 | 940159 | Site Cleanup Completed (NFA) | FORMER NEW AND USED CAR LOT | 545 LAGOON DR | Honolulu | HI | 96819 | Eric Sadoyama
9-102760 | 1997-06-20 | 930110 | Site Cleanup Completed (NFA) | EUROCARE/KEICO PACIFIC/SHONS AUT | 545 SOUTH ST | Honolulu | HI | 96813 | Roger Brewer
9-102418 | 1999-08-24 | 910060 | Site Cleanup Completed (NFA) | HAWAII COMMUNITY DEVELOPMENT AUTHORITY | 548 COOKE ST | Honolulu | HI | 96813 | Richard Takaba
9-501698 | 2002-03-19 | 990097 | Site Cleanup Completed (NFA) | MAUI COUNTY POLICE DEPARATMENT | 55 MAHALANI DR | Kahului | HI | 96732 | Shaobin Li
9-101519 | 1993-01-08 | 940027 | Site Cleanup Completed (NFA) | Aloha Airport Cardlock | 550 PAIEA ST | Honolulu | HI | 96819 | Scott Lewis
9-101519 | 1994-03-14 | 950041 | Site Cleanup Completed (NFA) | Aloha Airport Cardlock | 550 PAIEA ST | Honolulu | HI | 96819 | Scott Lewis
9-202509 | 2000-02-29 | 980155 | Site Cleanup Completed (NFA) | BRIGHAM YOUNG UNIVERSITY - PHYSCIAL PLANT COMPOUND | 55-220 KULANUI ST | Laie | HI | 96762 | Jose Ruiz
9-202509 | 2000-02-29 | 980160 | Site Cleanup Completed (NFA) | BRIGHAM YOUNG UNIVERSITY - PHYSCIAL PLANT COMPOUND | 55-220 KULANUI ST | Laie | HI | 96762 | Jose Ruiz
9-202509 | 2000-02-29 | 920033 | Site Cleanup Completed (NFA) | BRIGHAM YOUNG UNIVERSITY - PHYSCIAL PLANT COMPOUND | 55-220 KULANUI ST | Laie | HI | 96762 | Jose Ruiz
9-603948 | 2015-05-05 | 150019 | LUST Cleanup Initiated | Boteilho Hawaii Enterprises, Inc | 55-297 Upolu Road | Hawi | HI | 96719 | Josh Nagashima
9-201116 | 2013-12-16 | 140002 | Site Cleanup Completed (NFA) | LAIE CHEVRON SERVICE | 55-396 KAMEHAMEHA HWY | Laie | HI | 96762 | Richard Takaba
9-201116 | 1998-09-24 | 950020 | Site Cleanup Completed (NFA) | LAIE CHEVRON SERVICE | 55-396 KAMEHAMEHA HWY | Laie | HI | 96762 | Richard Takaba
9-100075 | 1999-05-17 | 940155 | Site Cleanup Completed (NFA) | C&CH KAKAAKO FIRE STATION | 555 QUEEN ST | Honolulu | HI | 96813 | Renato Maniulit
9-600729 | 1996-04-04 | 960050 | Site Cleanup Completed (NFA) | Minit Stop Hawii | 55-503 HAWI RD | Hawi | HI | 96719 | Jose Ruiz
9-202189 | 2008-10-31 | 910010 | Site Cleanup Completed with EHMP | Aloha Laie | 55-510 KAMEHAMEHA HWY | Laie | HI | 96762 | Josh Nagashima
9-103537 | 2001-05-03 | 990222 | Site Cleanup Completed (NFA) | REED LANE WAREHOUSE | 556 REED LN | Honolulu | HI | 96813 | Shunsheng Fu
9-600014 | 2006-05-08 | 040059 | Site Cleanup Completed (NFA) | Mid Pac Petroleum llc 2705960 | 56 E PUAINAKO ST | Hilo | HI | 96720 | Richard Takaba
9-203477 | 2007-03-06 | 070011 | Site Cleanup Completed (NFA) | KAHUKU SHRIMP CO., INC | 56-1069 KAM HWY | Kahuku | HI | 96731 | Richard Takaba
9-203942 | 2013-12-31 | 140018 | Confirmed Release | Kahuku Medical Center | 56-117 Pualalea St | Kahuku | HI | 96731 | Shunsheng Fu
9-202527 | 2000-05-05 | 920040 | Site Cleanup Completed (NFA) | POMAI, INC. | 56-156 KAMEHAMEHA HWY | Kahuku | HI | 96731 | Renato Maniulit
9-200123 | 2001-12-12 | 940185 | Site Cleanup Completed (NFA) | C&CH Kahuku Police Station | 56-470 KAMEHAMEHA HWY | Kahuku | HI | 96731 | Shunsheng Fu
9-100045 | 2006-07-13 | 890031 | Site Cleanup Completed (NFA) | Niu Valley 76 | 565 HALEMAUMAU ST | Honolulu | HI | 96821 | Shaobin Li
9-100045 | 2006-07-13 | 050006 | Site Cleanup Completed (NFA) | Niu Valley 76 | 565 HALEMAUMAU ST | Honolulu | HI | 96821 | Shaobin Li
9-101107 | 2003-07-09 | 020041 | Site Cleanup Completed (NFA) | K & Y Chevron 91524 | 571 S QUEEN ST | Honolulu | HI | 96813 | Richard Takaba
9-600717 | 2000-03-07 | 980253 | Monitored Natural Attenuation | YAMADA TRANSFER, INC. | 573 LANIKAULA ST | Hilo | HI | 96720 | Shunsheng Fu
9-203632 | 2010-03-29 | 080020 | Site Cleanup Completed (NFA) | KAPOLEI SHELL | 577 FARRINGTON HWY | Kapolei | HI | 96707 | Josh Nagashima
9-200104 | 2001-06-19 | 010023 | Site Cleanup Completed (NFA) | WAHIAWA UNION | 58 S KAMEHAMEHA HWY | Wahiawa | HI | 96786 | Shumin Liu
9-101500 | 1993-11-17 | 910068 | Site Cleanup Completed (NFA) | YICK LUNG CO., INC. | 580 DILLINGHAM BLVD | Honolulu | HI | 96817 | Raymond Seid
9-102995 | 2014-07-22 | 950031 | Case Transferred to HEER (regulated) | HARRY & JEANETTE WEINBERG FOUNDATION | 580 N NIMITZ HWY | Honolulu | HI | 96817 | Shunsheng Fu
9-100155 | 2001-11-08 | 980195 | Site Cleanup Completed (NFA) | AAA HAWAII BUILDING | 590 QUEEN ST | Honolulu | HI | 96813 | Mark Sutterfield
9-503008 | 2001-07-12 | 950051 | Site Cleanup Completed (NFA) | ROJAC TRUCKING | 591 HALEAKALA HWY | Paia | HI | 96779 | Mark Sutterfield
9-201123 | 2006-02-17 | 050037 | Site Cleanup Completed (NFA) | H J Inc dbaSUNSET BEACH CHEVRON | 59-186 KAMEHAMEHA HWY | Haleiwa | HI | 96712 | Shunsheng Fu
9-201123 | 1999-04-07 | 950038 | Site Cleanup Completed (NFA) | H J Inc dbaSUNSET BEACH CHEVRON | 59-186 KAMEHAMEHA HWY | Haleiwa | HI | 96712 | Shunsheng Fu
9-201493 | 2000-06-27 | 000004 | Site Cleanup Completed (NFA) | PUPUKEA SERVICE STATION | 59-680 KAMEHAMEHA HWY | Haleiwa | HI | 96712 | Jose Ruiz
9-500552 | 1997-10-17 | 980003 | Site Cleanup Completed (NFA) | WAILUKU CENTRAL OFFICE | 60 S CHURCH ST | Wailuku | HI | 96793 | Renato Maniulit
9-500393 | 1998-01-21 | 950075 | Site Cleanup Completed (NFA) | HANZAWA STORE | 600 KAUPAKALUA RD | Haiku | HI | 96708 | Steven Okoji
9-100757 | 1999-11-04 | 890003 | Site Cleanup Completed (NFA) | DOLE CAN PLANT | 601 IWILEI RD | Honolulu | HI | 96817 | Renato Maniulit
9-101499 | 1994-02-08 | 940084 | Site Cleanup Completed (NFA) | YICK LUNG CO., INC. | 602 DILLINGHAM BLVD | Honolulu | HI | 96817 | Raymond Seid
9-502644 | 1994-11-21 | 920153 | Site Cleanup Completed (NFA) | MATSUMOTO SERVICE STATION, INC | 602 FRONT ST | Lahaina | HI | 96761 | Raymond Seid
9-101356 | 1997-06-20 | 930106 | Site Cleanup Completed (NFA) | AMELCO BUILDING (SERVICE STATION) | 603 HALEKAUWILA ST | Honolulu | HI | 96813 | Eric Sadoyama
9-100938 | 1999-05-07 | 930071 | Site Cleanup Completed (NFA) | HAWAII NEWSPAPER AGENCY INC | 605 KAPIOLANI BLVD | Honolulu | HI | 96813 | Eric Sadoyama
9-100938 | 1993-10-27 | 940008 | Site Cleanup Completed (NFA) | HAWAII NEWSPAPER AGENCY INC | 605 KAPIOLANI BLVD | Honolulu | HI | 96813 | Eric Sadoyama
9-100128 | 2001-10-25 | 940058 | Site Cleanup Completed (NFA) | KEEHI TRANSFER STATION | 606 MIDDLE ST | Honolulu | HI | 96819 | Shunsheng Fu
9-200327 | 2002-02-08 | 020007 | Site Cleanup Completed (NFA) | ARCO 82105 | 609 KAILUA RD | Kailua | HI | 96734 | Mark Sutterfield
9-200327 | 1999-03-16 | 980142 | Site Cleanup Completed (NFA) | ARCO 82105 | 609 KAILUA RD | Kailua | HI | 96734 | Mark Sutterfield
9-100879 | 2005-10-20 | 970114 | Site Cleanup Completed (NFA) | MOTOR IMPORTS SERVICE | 609 SOUTH ST | Honolulu | HI | 96813 | Richard Takaba
9-103873 | 2009-12-24 | 100005 | Site Assessment Ongoing | Property 64 warehouse | 609 Waiakamilo Road | Honolulu | HI | 96817 | Shaobin Li
9-500417 | 2003-04-30 | 010014 | Site Cleanup Completed (NFA) | SUDA KIHEI STORE, INC. | 61 S KIHEI RD | Kihei | HI | 96753 | Shaobin Li
9-100227 | 2006-03-15 | 060019 | Site Cleanup Completed (NFA) | GRANGER PACIFIC, INC. | 611 MIDDLE ST | Honolulu | HI | 96819 | Richard Takaba
9-102467 | 1992-06-01 | 910091 | Site Cleanup Completed (NFA) | CBI, INC | 614 SOUTH ST | Honolulu | HI | 96813 | Sheila Mackenzie
9-103438 | 1999-07-07 | 990205 | Site Cleanup Completed (NFA) | CENPAC PROPERTIES - OFFICE BUILDING | 615 PIIKOI ST | Honolulu | HI | 96814 | David Hodges
9-200933 | 1997-07-25 | 900029 | Site Cleanup Completed (NFA) | MEADOW GOLD FARMS | 61-676 KAMEHAMEHA HWY | Haleiwa | HI | 96712 | Jose Ruiz
9-100074 | 2011-12-27 | 990209 | Site Cleanup Completed (NFA) | C&CH KAKAAKO FIRE DEPT MECHANIC SHOP | 620 SOUTH ST | Honolulu | HI | 96813 | Josh Nagashima
9-102751 | 1995-10-02 | 940064 | Site Cleanup Completed (NFA) | C.Q. YEE HOP | 621 MIDDLE ST | Honolulu | HI | 96819 | Roger Brewer
9-602661 | 2014-04-16 | suspected | Suspected release | Hapuna Beach Prince Hotel & GOLF COURSE | 62-100 Kaunao'a Drive | Kohala Coast | HI | 96743 | Roxanne Kwan
9-201215 | 2009-08-24 | 080024 | LUST Cleanup Initiated | HALEIWA SERVICE | 62-594 KAMEHAMEHA HWY | Haleiwa | HI | 96712 | Thu Perry
9-102963 | 2005-08-30 | 940174 | Site Cleanup Completed (NFA) | GENSIRO KAWAMOTO | 627 QUEEN ST | Honolulu | HI | 96800 | Richard Takaba
9-600453 | 1998-04-08 | 950027 | Site Cleanup Completed (NFA) | COUNTY OF HAWAII - SHULTZ SIDING | 630 E LANIKAULA ST | Hilo | HI | 96720 | Janet Sherrer
9-102965 | 2005-08-30 | 940173 | Site Cleanup Completed (NFA) | GENSIRO KAWAMOTO | 630 KEAWE ST | Honolulu | HI | 96800 | Richard Takaba
9-101279 | 1996-04-03 | 960001 | Site Cleanup Completed (NFA) | RAINBOW CHEVROLET | 630 PIIKOI ST | Honolulu | HI | 96814 | Eric Sadoyama
9-100118 | 1993-07-16 | 930104 | Site Cleanup Completed with EHMP | C&CH Board of Water Supply Beretania Stn. | 630 S BERETANIA ST | Honolulu | HI | 96843 | Thu Perry
9-100118 | 2011-02-28 | 100029 | Site Cleanup Completed (NFA) | C&CH Board of Water Supply Beretania Stn. | 630 S BERETANIA ST | Honolulu | HI | 96843 | Thu Perry
9-503347 | 1998-09-04 | 980035 | Site Cleanup Completed (NFA) | LAHAINA FOREIGN CAR REPAIR | 632 LUAKINI ST | Lahaina | HI | 96761 | Jose Ruiz
9-102524 | 2011-09-23 | 060025 | Site Cleanup Completed (NFA) | REFUSE INC | 633 AHUA ST | Honolulu | HI | 96819 | Deena Kam
9-102524 | 2005-04-27 | 920028 | Site Cleanup Completed (NFA) | REFUSE INC | 633 AHUA ST | Honolulu | HI | 96819 | Deena Kam
9-102759 | 1997-06-20 | 930109 | Site Cleanup Completed (NFA) | INTERNATIONAL LIFE SUPPORT | 633 HALEKAUWILA ST | Honolulu | HI | 96813 | Eric Sadoyama
9-200092 | 2001-10-22 | 940045 | Site Cleanup Completed (NFA) | C&CH WAHIAWA FIRE STATION | 640 CALIFORNIA AVE | Wahiawa | HI | 96786 | Shunsheng Fu
9-203522 | 2001-09-28 | 010042 | Site Cleanup Completed (NFA) | CASTLE MEDICAL CENTER | 640 ULUKAHIKI ST | Kailua | HI | 96734 | Shumin Liu
9-601869 | 2001-10-26 | 980022 | Site Cleanup Completed (NFA) | Kamuela Shell | 64-5196 Kinohou Street | Kamuela | HI | 96743 | Mark Sutterfield
9-701556 | 2004-03-31 | 040002 | Site Cleanup Completed (NFA) | WAIALEALE BOAT TOURS, INC. | 6455 MAKANA RD | Kapaa | HI | 96746 | Richard Takaba
9-101549 | 2006-04-21 | 930094 | Site Cleanup Completed (NFA) | G. W. MURPHY CONSTRUCTION CO., | 650 KAKOI ST | Honolulu | HI | 96819 | Shunsheng Fu
9-101735 | 2001-06-01 | 940165 | Site Cleanup Completed (NFA) | PRODUCE CENTER DEV.LTD. | 651 ILALO ST | Honolulu | HI | 96813 | Shaobin Li
9-601138 | 2005-07-14 | 030047 | Site Cleanup Completed (NFA) | WAIMEA CHEVRON Foodmart | 65-1200 MAMALAHOA HWY | Kamuela | HI | 96743 | Shunsheng Fu
9-103317 | 2012-08-30 | 040003 | Site Cleanup Completed with EHMP | PRECISION ELECTRIC | 653 MAPUNAPUNA ST | Honolulu | HI | 96819 | Richard Takaba
9-101883 | 1998-03-18 | 940048 | Site Cleanup Completed (NFA) | SUN INDUSTRIES | 660 MAPUNAPUNA ST | Honolulu | HI | 96819 | Janet Sherrer
9-101398 | 2010-03-15 | 930073 | Site Cleanup Completed (NFA) | CITY MILL | 660 N NIMITZ HWY | Honolulu | HI | 96817 | Shunsheng Fu
9-200029 | 2015-06-30 | 150017 | LUST Cleanup Initiated | Haleiwa Union 76 SS | 66-031 KAMEHAMEHA HWY | Haleiwa | HI | 96712 | Shaobin Li
9-200029 | 2011-02-24 | 040047 | Site Cleanup Completed (NFA) | Haleiwa Union 76 SS | 66-031 KAMEHAMEHA HWY | Haleiwa | HI | 96712 | Shaobin Li
9-200029 | 2012-03-14 | 110019 | Site Cleanup Completed (NFA) | Haleiwa Union 76 SS | 66-031 KAMEHAMEHA HWY | Haleiwa | HI | 96712 | Shaobin Li
9-201704 | 1994-06-09 | 940026 | Site Cleanup Completed (NFA) | ABE SUPPLY & SERVICE, INC. | 66-208 KAMEHAMEHA HWY | Haleiwa | HI | 96712 | Steven Okoji
9-100206 | 1993-10-18 | 900033 | Site Cleanup Completed (NFA) | FKS RENTALS & SALES | 663 KAKOI ST | Honolulu | HI | 96819 | Not Assigned
9-100289 | 1995-02-21 | 940136 | Site Cleanup Completed (NFA) | PACIFIC TRANSFER & WAREHOUSE, IN | 664 KAKOI ST | Honolulu | HI | 96819 | Eric Sadoyama
9-100325 | 2012-11-30 | 980140 | Site Cleanup Completed (NFA) | ALOHA PETROLEUM HAWAII KAI | 6640 HAWAII KAI DR | Honolulu | HI | 96825 | Shaobin Li
9-100325 | 2012-11-30 | 030010 | Site Cleanup Completed (NFA) | ALOHA PETROLEUM HAWAII KAI | 6640 HAWAII KAI DR | Honolulu | HI | 96825 | Shaobin Li
9-200923 | 2000-01-18 | 940053 | Site Cleanup Completed (NFA) | TESORO 2GO 61051 | 66-580 KAMEHAMEHA HWY | Haleiwa | HI | 96712 | Josh Nagashima
9-200923 | 2015-06-30 | 130002 | Site Cleanup Completed with EHE/EHMP | TESORO 2GO 61051 | 66-580 KAMEHAMEHA HWY | Haleiwa | HI | 96712 | Josh Nagashima
9-200923 | 2010-08-16 | 100001 | Site Cleanup Completed (NFA) | TESORO 2GO 61051 | 66-580 KAMEHAMEHA HWY | Haleiwa | HI | 96712 | Josh Nagashima
9-200923 | 2015-06-30 | 130009 | Site Cleanup Completed with EHE/EHMP | TESORO 2GO 61051 | 66-580 KAMEHAMEHA HWY | Haleiwa | HI | 96712 | Josh Nagashima
9-101026 | 2011-07-08 | 080030 | Site Cleanup Completed (NFA) | AIM KING STREET SHELL | 666 N KING ST | Honolulu | HI | 96817 | Shaobin Li
9-101026 | 2003-11-07 | 030030 | Site Cleanup Completed (NFA) | AIM KING STREET SHELL | 666 N KING ST | Honolulu | HI | 96817 | Shaobin Li
9-101026 | 2002-11-01 | 020033 | Site Cleanup Completed (NFA) | AIM KING STREET SHELL | 666 N KING ST | Honolulu | HI | 96817 | Shaobin Li
9-201724 | 2004-05-27 | 980136 | Site Cleanup Completed (NFA) | 7-Eleven Haleiwa | 66-632 KAMEHAMEHA HWY | Haleiwa | HI | 96712 | Shaobin Li
9-201724 | 2008-12-16 | 050023 | Site Cleanup Completed (NFA) | 7-Eleven Haleiwa | 66-632 KAMEHAMEHA HWY | Haleiwa | HI | 96712 | Shaobin Li
9-201898 | 1992-09-09 | 900062 | Site Cleanup Completed (NFA) | RICHARD TOMISA | 66-659 HALEIWA RD | Haleiwa | HI | 96712 | Stanton Enomoto
9-103883 | 2010-03-15 | 090034 | Site Cleanup Completed (NFA) | Pearl Harbor nval Shipyard and IMF | 667 Safeguard St suite 100 | Pearl Harbor | HI | 96860 | Richard Takaba
9-101392 | 2005-01-26 | 960011 | Site Cleanup Completed (NFA) | GILBERT KOBATAKE | 669 AHUA ST | Honolulu | HI | 96819 | Shunsheng Fu
9-201918 | 1998-10-30 | 900057 | Site Cleanup Completed (NFA) | Waialua Service | 67-016 FARRINGTON HWY | Waialua | HI | 96791 | Eric Sadoyama
9-202999 | 2008-05-06 | 980085 | Site Cleanup Completed (NFA) | AIM WAIALUA | 67-218 GOODALE AVE | Waialua | HI | 96791 | Shunsheng Fu
9-101533 | 2003-04-30 | 960083 | Site Cleanup Completed (NFA) | ROYAL CONTRACTING CO., LTD. | 677 AHUA ST | Honolulu | HI | 96819 | Shunsheng Fu
9-101396 | 1999-08-24 | 910006 | Site Cleanup Completed (NFA) | POHULANI ELDERLY PROJECT | 677 QUEEN ST | Honolulu | HI | 96813 | Eric Sadoyama
9-501802 | 1996-04-26 | 960045 | Site Cleanup Completed (NFA) | PAIA SHELL | 68 HANA HWY | Paia | HI | 96779 | Mark Sutterfield
9-603328 | 1999-05-24 | 990165 | Site Cleanup Completed (NFA) | MAUNA LANI RESORT | 68-1310 MAUNA LANI DR #101 | Kamuela | HI | 96743 | Renato Maniulit
9-500378 | 1999-12-20 | 990109 | Site Cleanup Completed (NFA) | DIVISION OF FORESTRY & WILDLIFE (PMID OGG006112) | 685 HALEAKALA HWY | Kahului | HI | 96732 | Richard Takaba
9-603465 | 2001-07-26 | 990192 | Site Cleanup Completed (NFA) | KONA COMMUNITY HOSPITAL | 69 HAUKAPILA RD P.O. Box 69 | Kealakekua | HI | 96750 | Jose Ruiz
9-103354 | 2003-04-02 | 980099 | Site Cleanup Completed (NFA) | WILLIAM J. KIMI, JR., LTD | 692 MAPUNAPUNA ST OR 701 PUULOA RD | Honolulu | HI | 96819 | Jose Ruiz
9-603429 | 1999-08-18 | 990172 | Site Cleanup Completed (NFA) | ROYAL WAIKOLOAN HOTEL | 69-275 WAIKOLOA BEACH DR | Waikoloa | HI | 96738 | David Hodges
9-203434 | 1999-11-19 | 980230 | Site Cleanup Completed (NFA) | USMC - MARINE CORPS BASE HAWAII | 6TH AND C ST TANK KB-K17-1 | Kaneohe Marine Corps Base | HI | 96863 | Jeffrey Ung
9-503501 | 2014-08-01 | 150007 | Confirmed Release | AIM WEST MAUI SHELL | 70 KAPUNAKEA ST. | Lahaina | HI | 96761 | Shunsheng Fu
9-501007 | 1998-10-12 | 940198 | Site Cleanup Completed (NFA) | SHELL SS | 700 LOWER MAIN ST | Wailuku | HI | 96793 | Eric Sadoyama
9-103509 | 2001-03-12 | 000055 | Site Cleanup Completed (NFA) | HARBOR SQUARE ASSOCIATION | 700 RICHARDS ST | Honolulu | HI | 96813 | Jose Ruiz
9-100852 | 2010-01-22 | 920157 | Case Transferred to HEER (regulated) | HAWAIIAN GRAIN CORPORATION | 701 N NIMITZ HWY | Honolulu | HI | 96817 | To Heer
9-102200 | 2003-02-10 | 910036 | Site Cleanup Completed (NFA) | LEX BRODIE TIRE CO. | 701 S QUEEN ST | Honolulu | HI | 96813 | Jose Ruiz
9-101329 | 1999-03-04 | 920169 | Site Cleanup Completed (NFA) | THEO H. DAVIES EUROMOTORS, LTD. | 704 ALA MOANA BLVD | Honolulu | HI | 96813 | Jeffrey Ung
9-101769 | 1998-03-12 | 920128 | Site Cleanup Completed (NFA) | U.S. POSTAL SERVICE - HAWAII KAI | 7040 HAWAII KAI DR | Honolulu | HI | 96825 | Steven Okoji
9-100733 | 1994-05-16 | 920034 | Site Cleanup Completed (NFA) | GARLOW PETROLEUM INC | 707 KAKOI ST | Honolulu | HI | 96819 | Roger Brewer
9-100914 | 2010-10-04 | 070033 | Site Cleanup Completed (NFA) | Tesoro Kapahulu 61013 | 707 KAPAHULU AVE | Honolulu | HI | 96816 | Shunsheng Fu
9-101980 | 1991-07-22 | 910024 | Site Cleanup Completed (NFA) | HAWAIIAN CANDIES & NUTS. LTD | 707 WAIAKAMILO RD | Honolulu | HI | 96817 | Jose Ruiz
9-102531 | 2015-04-27 | 150027 | Confirmed Release | SHELLY MAZDA AUTO PREP. CENTER | 709 AHUA ST | Honolulu | HI | 96800 | Shunsheng Fu
9-201256 | 2005-07-11 | 040028 | Site Cleanup Completed (NFA) | KAILUA CHEVRON | 710 KAILUA RD | Kailua | HI | 96734 | Shunsheng Fu
9-101425 | 2009-10-01 | 900044 | Site Cleanup Completed (NFA) | SHIMAYA SHOTEN, LTD. | 710 KOHOU ST | Honolulu | HI | 96817 | Richard Takaba
9-100937 | 2006-08-22 | 050036 | Site Cleanup Completed (NFA) | HONOLULU FORD INC. | 711 ALA MOANA BLVD. | Honolulu | HI | 96813 | Shaobin Li
9-501862 | 1993-12-16 | 900005 | Site Cleanup Completed (NFA) | AIM LAHAINA | 711 MILL ST AKA 281 DICKENSON ST | Lahaina | HI | 96761 | Josh Nagashima
9-501862 | 2015-09-02 | 150021 | Site Cleanup Completed (NFA) | AIM LAHAINA | 711 MILL ST AKA 281 DICKENSON ST | Lahaina | HI | 96761 | Josh Nagashima
9-100235 | 2014-09-02 | 880022 | Site Cleanup Completed with EHE/EHMP | KOKO'S ISLAND CHEVRON | 7170 KALANIANAOLE HWY | Honolulu | HI | 96825 | Richard Takaba
9-100858 | 2015-01-05 | 900093 | Site Cleanup Completed with EHE/EHMP | SNAPPY SERVICE | 719 N SCHOOL ST | Honolulu | HI | 96817 | Shunsheng Fu
9-100262 | 1998-12-29 | 980122 | Site Cleanup Completed (NFA) | KOKO MARINA GAS PUMPS | 7192 KALANIANAOLE HWY | Honolulu | HI | 96825 | Lene Ichinotsubo
9-102446 | 1993-08-27 | 930005 | Site Cleanup Completed (NFA) | ISLAND ERECTORS | 720 AHUA ST | Honolulu | HI | 96819 | Not Assigned
9-201023 | 1999-08-03 | 990068 | Site Cleanup Completed (NFA) | ACE TRANSMISSION | 720 KILANI AVE | Schofield Barracks | HI | 96786 | Richard Takaba
9-103829 | 2007-06-07 | 070015 | Site Cleanup Completed (NFA) | Halsey Terrace Family Housing | 720 Lounsbury | Pearl Harbor | HI | 96860 | Darren Park
9-103827 | 2007-06-07 | 070009 | Site Cleanup Completed (NFA) | Halsey Terrace Family Housing | 722 Lounsbury Street (Formerly Bldg 722) | Pearl Harbor | HI | 96860 | Darren Park
9-202767 | 2003-11-24 | 970112 | Site Cleanup Completed (NFA) | WINDWARD VOLKSWAGEN, INC | 725 KAILUA RD | Kailua | HI | 96734 | Jose Ruiz
9-102177 | 1996-02-13 | 900074 | Site Cleanup Completed (NFA) | IMPERIAL PLAZA | 725 KAPIOLANI BLVD | Honolulu | HI | 96813 | Roger Brewer
9-101462 | 2004-05-28 | 970056 | Site Cleanup Completed (NFA) | Department of Transportation/Highway Div. Oahu District | 727 KAKOI ST | Honolulu | HI | 96819 | Shunsheng Fu
9-101462 | 2004-05-28 | 900111 | Site Cleanup Completed (NFA) | Department of Transportation/Highway Div. Oahu District | 727 KAKOI ST | Honolulu | HI | 96819 | Shunsheng Fu
9-101150 | 2000-02-11 | 920064 | Site Cleanup Completed (NFA) | MUTUAL WELDING CO. | 729 AHUA ST | Honolulu | HI | 96819 | Jeffrey Ung
9-603888 | 2011-09-12 | 100009 | Site Cleanup Completed (NFA) | Former gas station | 73 shipman street | Hilo | HI | 96720 | Deena Kam
9-402422 | 2001-08-28 | 900129 | Site Cleanup Completed (NFA) | DOLE LANAI PLANTATION | 730 LANAI AVE (KAUMALAPAU HWY FIELD 5520) | Lanai City | HI | 96763 | Shaobin Li
9-402426 | 2001-07-03 | 930036 | Site Cleanup Completed (NFA) | DOLE LANAI PLANTATION | 730 LANAI AVE / (DD FARM- FIELD 5303) | Lanai City | HI | 96763 | Shunsheng Fu
9-101521 | 2000-10-17 | 000083 | Site Cleanup Completed (NFA) | Pacific Guardian Center | 733 BISHOP ST Mauka Tower, 27th Floor | Honolulu | HI | 96813 | Richard Takaba
9-600571 | 2001-10-15 | 980017 | Site Cleanup Completed (NFA) | KALAOA CENTRAL OFFICE | 73-4156 MAMALAHOA HWY | Kailua-Kona | HI | 96740 | Mark Sutterfield
9-602198 | 2015-05-20 | 120006 | Site Cleanup Completed with EHE | TESORO 2GO #61089 | 73-4796 KANALANI ST | Kailua-Kona | HI | 96740 | Shunsheng Fu
9-101718 | 1995-10-24 | 950111 | Site Cleanup Completed (NFA) | CUTTER DODGE AUTO SERVICE CENTER | 735 DILLINGHAM BLVD | Honolulu | HI | 96817 | Eric Sadoyama
9-603417 | 1999-06-10 | 990013 | Site Cleanup Completed (NFA) | HONSADOR LUMBER | 73-5580 KAUMOLA ST | Kailua-Kona | HI | 96740 | Jose Ruiz
9-101803 | 2015-03-23 | 140023 | Site Cleanup Completed (NFA) | Pacific Light Net | 737 Bishop Street | Honolulu | HI | 96813 | Shunsheng Fu
9-103514 | 2001-12-03 | 990139 | Site Cleanup Completed (NFA) | MUTUAL WELDING | 739 AHUA ST | Honolulu | HI | 96809 | Mark Sutterfield
9-101194 | 1997-05-07 | 970122 | LUST Cleanup Initiated | ALOHA PETROLEUM, LTD. | 739 N NIMITZ HWY | Honolulu | HI | 96817 | Josh Nagashima
9-502520 | 1998-01-21 | 970064 | Site Cleanup Completed (NFA) | CALVIN S. NEMOTO TRUST | 740 B LOWER KULA RD | Kula | HI | 96790 | Steven Okoji
9-600469 | 2002-03-19 | 950088 | Site Cleanup Completed (NFA) | KONA FUEL AND MARINE (FUEL DOCK) | 74-381 KEALAKEHE PKWY | Kailua-Kona | HI | 96740 | Shaobin Li
9-102163 | 1993-08-11 | 890036 | Site Cleanup Completed (NFA) | FORMER SHELLY MOTORS AUTO SALES | 744 ALA MOANA BLVD | Honolulu | HI | 96814 | Eric Sadoyama
9-601629 | 2005-04-27 | 990054 | Site Cleanup Completed (NFA) | BAYFRONT SHELL FOODMART | 744 KAMEHAMEHA AVE | Hilo | HI | 96720 | Shaobin Li
9-601629 | 2005-07-26 | 050004 | Site Cleanup Completed (NFA) | BAYFRONT SHELL FOODMART | 744 KAMEHAMEHA AVE | Hilo | HI | 96720 | Shaobin Li
9-502418 | 1999-07-20 | 990153 | Site Cleanup Completed (NFA) | PATAO GAS & GO | 744 LOWER MAIN ST | Wailuku | HI | 96793 | Jeffrey Ung
9-601874 | 2007-06-05 | 050039 | Site Cleanup Completed (NFA) | Gentry's Kona Marina | 74-425 KEALAKEHE PKWY 23 | Kailua-Kona | HI | 96740 | Shaobin Li
9-601874 | 2002-09-10 | 020012 | Site Cleanup Completed (NFA) | Gentry's Kona Marina | 74-425 KEALAKEHE PKWY 23 | Kailua-Kona | HI | 96740 | Shaobin Li
9-601394 | 1997-10-22 | 970078 | Site Cleanup Completed (NFA) | GRAY LINE HAWAII, LTD. | 74-5487 KAIWI ST | Kailua-Kona | HI | 96740 | Haven Westerman
9-601394 | 2005-05-03 | 040040 | Site Cleanup Completed (NFA) | GRAY LINE HAWAII, LTD. | 74-5487 KAIWI ST | Kailua-Kona | HI | 96740 | Haven Westerman
9-600964 | 2011-08-18 | 110009 | Site Cleanup Completed (NFA) | KONA OPERATIONS CENTER | 74-5519 KAIWI ST. | Kailua-Kona | HI | 96740 | Shaobin Li
9-600581 | 1999-05-03 | 990050 | Site Cleanup Completed (NFA) | KONA BASEYARD RADIO SITE | 74-5529 KAIWI ST | Kailua-Kona | HI | 96740 | Renato Maniulit
9-600581 | 1999-05-03 | 990026 | Site Cleanup Completed (NFA) | KONA BASEYARD RADIO SITE | 74-5529 KAIWI ST | Kailua-Kona | HI | 96740 | Renato Maniulit
9-601086 | 1997-09-09 | 940028 | Site Cleanup Completed (NFA) | Hawaii County KAILUA FIRE STATION | 74-5537 PALANI RD | Kailua-Kona | HI | 96740 | Jose Ruiz
9-600580 | 1998-01-23 | 940050 | Site Cleanup Completed (NFA) | KONA CENTRAL OFFICE | 74-5547 PALANI RD | Kailua-Kona | HI | 96740 | Lene Ichinotsubo
9-600704 | 1998-10-30 | 920176 | Site Cleanup Completed (NFA) | TESORO #61086 | 74-5590-B PALANI RD | Kailua-Kona | HI | 96740 | Eric Sadoyama
9-601617 | 1998-09-24 | 920072 | Site Cleanup Completed (NFA) | KONA TRANSPORTATION CO., INC | 74-5600 ALAPA ST | Kailua-Kona | HI | 96740 | Lene Ichinotsubo
9-600654 | 1999-03-30 | 990098 | Site Cleanup Completed (NFA) | ROBERT'S HAWAII | 74-5610 ALAPA ST | Kailua-Kona | HI | 96740 | Jeffrey Ung
9-102521 | 1994-08-24 | 920084 | Site Cleanup Completed (NFA) | ARA SERVICES INC. | 746 AUAHI ST | Honolulu | HI | 96800 | Eric Sadoyama
9-700685 | 1993-11-01 | 870006 | Site Cleanup Completed (NFA) | NO DELAY SERVICE STATION | 746 KUHIO HWY | Kapaa | HI | 96746 | Eric Sadoyama
9-501303 | 1999-10-12 | 990027 | Site Cleanup Completed (NFA) | ROBERT'S HAWAII (PMID OGG002105) | 747 KAONAWAI ST (KAHULUI AIRPORT) | Kahului | HI | 96732 | Renato Maniulit
9-100275 | 1999-07-20 | 890020 | Site Cleanup Completed (NFA) | MONARCH BUILDING SUPPLY | 749 MAPUNAPUNA ST | Honolulu | HI | 96819 | Jeffrey Ung
9-502879 | 2000-11-01 | 980057 | Site Cleanup Completed (NFA) | HAWAII AIR NATIONAL GUARD - 292 CBCS (PMID OGG006108) 292 CBCS (PMID OGG006108) | 75 KULEANA ST BLDG 502 TANK 502-1 502-2 502-3 | Kahului | HI | 96732 | Shaobin Li
9-502879 | 2000-10-16 | 980054 | Site Cleanup Completed (NFA) | HAWAII AIR NATIONAL GUARD - 292 CBCS (PMID OGG006108) 292 CBCS (PMID OGG006108) | 75 KULEANA ST BLDG 502 TANK 502-1 502-2 502-3 | Kahului | HI | 96732 | Shaobin Li
9-502879 | 2000-11-14 | 980058 | Site Cleanup Completed (NFA) | HAWAII AIR NATIONAL GUARD - 292 CBCS (PMID OGG006108) 292 CBCS (PMID OGG006108) | 75 KULEANA ST BLDG 502 TANK 502-1 502-2 502-3 | Kahului | HI | 96732 | Shaobin Li
9-400773 | 2006-09-15 | 900013 | Site Cleanup Completed (NFA) | DOLE LANAI PLANTATION | 750 LANAI AVE / (POWER PLANT) | Lanai City | HI | 96763 | Darren Park
9-400773 | 2007-02-12 | 030016 | Site Cleanup Completed (NFA) | DOLE LANAI PLANTATION | 750 LANAI AVE / (POWER PLANT) | Lanai City | HI | 96763 | Darren Park
9-101020 | 2002-04-10 | 010045 | Site Cleanup Completed (NFA) | Goose's Edge Inc 139555 | 755 KAPAHULU AVE. | Honolulu | HI | 96816 | Josh Nagashima
9-101020 | 2002-06-19 | 950043 | Site Cleanup Completed (NFA) | Goose's Edge Inc 139555 | 755 KAPAHULU AVE. | Honolulu | HI | 96816 | Josh Nagashima
9-101020 | 2010-07-08 | 080034 | Site Cleanup Completed (NFA) | Goose's Edge Inc 139555 | 755 KAPAHULU AVE. | Honolulu | HI | 96816 | Josh Nagashima
9-600471 | 1995-06-02 | 950006 | Site Cleanup Completed (NFA) | K. KOMO STORE, INC. | 75-5324 MAMALAHOA HWY | Holualoa | HI | 96725 | Eric Sadoyama
9-601618 | 1999-05-11 | 980186 | Site Cleanup Completed (NFA) | FIRESTONE STORE 6930 | 75-5629A PALANI RD NORTH KONA SHOPPING CENTER | Kailua-Kona | HI | 96740 | Renato Maniulit
9-601135 | 2003-06-25 | 030018 | Site Cleanup Completed (NFA) | KAILUA-KONA CHEVRON | 75-5644 PALANI RD | Kailua-Kona | HI | 96740 | Shaobin Li
9-603468 | 1999-08-09 | 990110 | Site Cleanup Completed (NFA) | KING KAMEHAMEHA KONA BEACH HOTEL | 75-5660 PALANI ST | Kailua-Kona | HI | 96740 | Richard Takaba
9-601610 | 1996-02-26 | 960003 | Site Cleanup Completed (NFA) | GOODYEAR DEALER EXPANSION | 75-5699 PALANI RD | Kailua-Kona | HI | 96740 | Eric Sadoyama
9-600011 | 2006-05-26 | 040060 | Site Cleanup Completed (NFA) | Mid Pac Petroleum 254231 (prev: DIXSON'S 76 L-254231) | 75-5756 HUALALAI ST | Kailua-Kona | HI | 96740 | Letizia DeLannoy
9-600011 | 1995-09-15 | 940163 | Site Cleanup Completed (NFA) | Mid Pac Petroleum 254231 (prev: DIXSON'S 76 L-254231) | 75-5756 HUALALAI ST | Kailua-Kona | HI | 96740 | Letizia DeLannoy
9-602224 | 1994-03-10 | 940100 | Site Cleanup Completed (NFA) | HALE HALAWAI Sewagae Pump Station | 75-5760 Alii Drive | Hilo | HI | 96720 | David Hodges
9-103765 | 2004-01-05 | 030043 | Site Cleanup Completed (NFA) | SZYMANSKI PROPERTIES LLC | 757 KAWAIAHAO ST | Honolulu | HI | 96813 | Jose Ruiz
9-100893 | 1996-02-13 | 910017 | Site Cleanup Completed (NFA) | ROBERTS HAWAII TOURS | 759 KELIKOI ST | Honolulu | HI | 96813 | Lene Ichinotsubo
9-102158 | 1997-02-20 | 890019 | Site Cleanup Completed (NFA) | TESORO 2GO # 61024 | 759 S KING ST | Honolulu | HI | 96813 | Jose Ruiz
9-100201 | 1999-01-04 | 980219 | Site Cleanup Completed (NFA) | HICKAM AIR FORCE BASE | 760 WORCHESTER AVE FAA TOWER | Honolulu | HI | 96819 | Jose Ruiz
9-100154 | 1994-06-22 | 920081 | Site Cleanup Completed (NFA) | HAWAII JOB CORPS | 7600 KOKO HEAD PARK RD | Honolulu | HI | 96825 | Roger Brewer
9-101700 | 1999-06-10 | 950013 | Site Cleanup Completed (NFA) | HAWAIIAN REINFORCING STEEL | 761 AHUA ST | Honolulu | HI | 96819 | Jose Ruiz
9-603107 | 2009-12-16 | 960002 | Site Cleanup Completed (NFA) | RAYMOND TANOUYE | 761 KANOELEHUA AVE | Hilo | HI | 96720 | Shunsheng Fu
9-601195 | 2008-08-11 | 050009 | Site Cleanup Completed (NFA) | AIM HILO | 761 KEKUANAOA ST | Hilo | HI | 96720 | Josh Nagashima
9-602710 | 2003-11-26 | 030046 | Site Cleanup Completed (NFA) | KUAKINI CHEVRON FOODMART | 76-274 LAKO ST | Kailua-Kona | HI | 96745 | Shaobin Li
9-100934 | 1994-10-07 | 930056 | Site Cleanup Completed (NFA) | HAWAII STEVEDORES - MAINTENANCE Yard | 765 N. Nimitz Hwy | Honolulu | HI | 96819 | Steven Okoji
9-100510 | 1994-11-10 | 940102 | Site Cleanup Completed (NFA) | KOKO HEAD CENTRAL OFFICE | 7664 HAWAII KAI DR | Honolulu | HI | 96825 | Lene Ichinotsubo
9-102671 | 1993-09-23 | 930135 | Site Cleanup Completed (NFA) | FULLER O'BRIEN PAINT | 770 ALA MOANA BLVD | Honolulu | HI | 96813 | Shunsheng Fu
9-102671 | 2007-09-20 | 020015 | Site Assessment Ongoing | FULLER O'BRIEN PAINT | 770 ALA MOANA BLVD | Honolulu | HI | 96813 | Shunsheng Fu
9-101438 | 1999-12-13 | 950060 | Site Cleanup Completed (NFA) | PACIFIC FENCE, INC. | 770 MAPUNAPUNA ST | Honolulu | HI | 96819 | Richard Takaba
9-201843 | 1998-11-02 | 900104 | Site Cleanup Completed (NFA) | WAHIAWA ARMORY (SUBMATES) - OMS 2 | 77-230 KAMEHAMEHA HWY | Schofield Barracks | HI | 96786 | Eric Sadoyama
9-601133 | 2004-04-20 | 040017 | Site Cleanup Completed (NFA) | KHI Inc. dba BAYSIDE CHEVRON | 774 KAMEHAMEHA AVE | Hilo | HI | 96720 | Richard Takaba
9-601133 | 1999-02-01 | 970106 | Site Cleanup Completed (NFA) | KHI Inc. dba BAYSIDE CHEVRON | 774 KAMEHAMEHA AVE | Hilo | HI | 96720 | Richard Takaba
9-103885 | 2010-07-14 | 100018 | LUST Cleanup Initiated | Pflueger Acura | 777 Ala Moana Blvd | Honolulu | HI | 96814 | Shunsheng Fu
9-103885 | 2012-07-14 | 100010 | Case Transferred to HEER (regulated) | Pflueger Acura | 777 Ala Moana Blvd | Honolulu | HI | 96814 | Shunsheng Fu
9-103508 | 1999-08-11 | 990143 | Site Cleanup Completed (NFA) | CHUEI SHOKO | 777 KAPIOLANI BLVD | Honolulu | HI | 96815 | Jose Ruiz
9-600456 | 1993-11-23 | 900118 | Site Cleanup Completed (NFA) | J C PENNEY CO., INC. | 777 KILAUEA AVE | Hilo | HI | 96720 | Deena Kam
9-600456 | 2011-12-30 | 050022 | Site Cleanup Completed with EHE | J C PENNEY CO., INC. | 777 KILAUEA AVE | Hilo | HI | 96720 | Deena Kam
9-602517 | 2001-06-19 | 990080 | Site Cleanup Completed (NFA) | KONA SURF RESORT | 78-128 EHUKAI ST | Kailua-Kona | HI | 96740 | Shumin Liu
9-103938 | 2014-10-27 | 140006 | Site Cleanup Completed (NFA) | Hale Mohalu II Project Site | 787 Kam Hwy | Pearl City | HI | 96782 | Shaobin Li
9-102752 | 1993-11-15 | 940019 | Site Cleanup Completed (NFA) | SCAN LINE BUILDING | 788 S KING ST | Honolulu | HI | 96800 | Jose Ruiz
9-201262 | 1998-09-24 | 980076 | Site Cleanup Completed (NFA) | Wong's Auto Shop | 789 KAILUA RD | Kailua | HI | 96734 | Lene Ichinotsubo
9-101355 | 2008-08-08 | 900100 | Site Cleanup Completed (NFA) | HONOLULU SHELL PLANT | 789 N NIMITZ HWY | Honolulu | HI | 96817 | Darren Park
9-200145 | 1994-03-03 | 910062 | Site Cleanup Completed (NFA) | PEARL CITY WASTEWATER PUMP STATION | 790 LEHUA AVE | Pearl City | HI | 96782 | Roger Brewer
9-600720 | 1998-11-04 | 960024 | Site Cleanup Completed (NFA) | HERBERT'S SERVICE STATION | 79-7606 MAMALAHOA HWY | Kealakekua | HI | 96750 | Jose Ruiz
9-302217 | 2006-12-21 | 940187 | Site Cleanup Completed (NFA) | BOBO'S AUTO SERVICE | 80 ALA MALAMA | Kaunakakai | HI | 96748 | Shaobin Li
9-100277 | 1998-12-22 | 970139 | Site Cleanup Completed (NFA) | McKESSON WINE & SPIRITS CO. | 80 SAND ISLAND ACCESS RD | Honolulu | HI | 96819 | Mark Sutterfield
9-100911 | 1998-02-12 | 900080 | Site Cleanup Completed (NFA) | CUTTER MOTOR CARS, INC | 800 ALA MOANA BLVD | Honolulu | HI | 96813 | Jose Ruiz
9-100746 | 1994-08-12 | 940172 | Site Cleanup Completed (NFA) | DOLE IWILEI CANNERY | 801 DILLINGHAM BLVD | Honolulu | HI | 96817 | Rebecca Sciulli
9-102591 | 2010-09-28 | 980048 | Site Cleanup Completed with EHE/EHMP | HOLIDAY ACTION GAS - KAHEKA | 801 KAHEKA ST | Honolulu | HI | 96814 | Shaobin Li
9-102403 | 1996-10-21 | 920148 | Site Cleanup Completed (NFA) | FIRESTONE STORE | 801 KAHEKA ST | Honolulu | HI | 96814 | Janet Sherrer
9-102591 | 2010-09-28 | 970086 | Site Cleanup Completed with EHE/EHMP | HOLIDAY ACTION GAS - KAHEKA | 801 KAHEKA ST | Honolulu | HI | 96814 | Shaobin Li
9-100815 | 2014-05-22 | 140020 | Site Assessment Ongoing | HONOLULU POLICE DEPT | 801 S BERETANIA ST | Honolulu | HI | 96813 | Shaobin Li
9-102440 | 2004-11-08 | 030005 | Site Cleanup Completed (NFA) | KAM'S EXPRESS, INC. | 802 MAPUNAPUNA ST | Honolulu | HI | 96819 | Shaobin Li
9-103254 | 1998-08-05 | 970014 | Site Cleanup Completed (NFA) | Rakuyo Ken U.S.A. | 804 Gulick Ave | Honolulu | HI | 96819 | Eric Sadoyama
9-203333 | 1998-02-01 | 980038 | Site Cleanup Completed (NFA) | YAMA'S TEXACO | 805 CALIFORNIA AVE | Wahiawa | HI | 96786 | Jose Ruiz
9-101330 | 2003-06-25 | 030035 | Site Cleanup Completed (NFA) | WENS LIFE CO., INC | 808 SHERIDAN ST | Honolulu | HI | 96814 | Richard Takaba
9-100891 | 1995-04-20 | 930131 | Site Cleanup Completed (NFA) | HAWAII FLUID SUPPLY | 809 AHUA ST | Honolulu | HI | 96819 | Steven Okoji
9-102451 | 1995-03-01 | 920002 | Site Cleanup Completed (NFA) | ONE ARCHER LANE (formerly KING STREET CARWASH) | 809 S KING ST | Honolulu | HI | 96800 | Eric Sadoyama
9-102451 | 1997-02-10 | 970002 | Site Cleanup Completed (NFA) | ONE ARCHER LANE (formerly KING STREET CARWASH) | 809 S KING ST | Honolulu | HI | 96800 | Eric Sadoyama
9-601309 | 2002-01-18 | 020009 | Site Cleanup Completed (NFA) | BIG ISLAND VEHICLE CENTER | 811 KANOELEHUA AVE | Hilo | HI | 96720 | Shaobin Li
9-102498 | 1998-11-27 | 970027 | Site Cleanup Completed (NFA) | OTS KALIHI-PALAMA BUS FACILITY | 811 MIDDLE ST | Honolulu | HI | 96819 | Eric Sadoyama
9-101884 | 1998-11-27 | 900026 | Site Cleanup Completed (NFA) | AMERON H C & D LTD | 811 MIDDLE ST | Honolulu | HI | 96819 | Eric Sadoyama
9-101545 | 2000-06-09 | 930124 | Site Cleanup Completed (NFA) | B & C TRUCKING CO., LTD. | 812 MAPUNAPUNA ST | Honolulu | HI | 96819 | Richard Takaba
9-102546 | 1998-12-09 | 920077 | Site Cleanup Completed (NFA) | ALPAC CORPORATION | 815 WAIAKAMILO RD | Honolulu | HI | 96800 | Jose Ruiz
9-601312 | 1997-09-05 | 940171 | Site Cleanup Completed (NFA) | AIM CAPT. COOK | 81-6251 MAMALAHOA HWY | Captain Cook | HI | 96704 | Shunsheng Fu
9-601312 | 2002-02-15 | 970051 | Site Cleanup Completed (NFA) | AIM CAPT. COOK | 81-6251 MAMALAHOA HWY | Captain Cook | HI | 96704 | Shunsheng Fu
9-601312 | 2004-06-29 | 970016 | Site Cleanup Completed (NFA) | AIM CAPT. COOK | 81-6251 MAMALAHOA HWY | Captain Cook | HI | 96704 | Shunsheng Fu
9-601137 | 2005-08-09 | 030048 | Site Cleanup Completed (NFA) | CAPTAIN COOK CHEVRON FOOD MART | 81-6316 MAMALAHOA HWY P.O. Box 879 | Captain Cook | HI | 96704 | Haven Westerman
9-601137 | 1993-10-29 | 930081 | Site Cleanup Completed (NFA) | CAPTAIN COOK CHEVRON FOOD MART | 81-6316 MAMALAHOA HWY P.O. Box 879 | Captain Cook | HI | 96704 | Haven Westerman
9-600576 | 2002-04-29 | 980014 | Site Cleanup Completed (NFA) | KEALAKEKUA CENTRAL OFFICE | 81-6382 MAMALAHOA HWY | Kealakekua | HI | 96750 | Shaobin Li
9-600455 | 2000-09-06 | 910045 | Site Cleanup Completed (NFA) | County of Hawaii South Kona Baseyard | 81-6390 MAMALAHOA HWY | Kealakekua | HI | 96750 | Renato Maniulit
9-600706 | 1997-10-29 | 910026 | Site Cleanup Completed (NFA) | TESORO 2GO #61087 | 81-6673 MAMALAHOA HWY | Kealakekua | HI | 96750 | Eric Sadoyama
9-100285 | 1998-09-24 | 900028 | Site Cleanup Completed (NFA) | OKADA TRUCKING CO., LTD. | 818 MOOWAA ST | Honolulu | HI | 96817 | Richard Takaba
9-102991 | 1997-07-31 | 960094 | Site Cleanup Completed (NFA) | TRAVEL PLAZA TRANSPORTATION, LLC | 818 PINE ST | Honolulu | HI | 96817 | Jose Ruiz
9-102991 | 1997-07-31 | 950040 | Site Cleanup Completed (NFA) | TRAVEL PLAZA TRANSPORTATION, LLC | 818 PINE ST | Honolulu | HI | 96817 | Jose Ruiz
9-103359 | 2002-08-01 | 980053 | Site Cleanup Completed (NFA) | Sen Plex Corporation | 819 Moowaa St | Honolulu | HI | 96817 | To VRP
9-103418 | 1999-08-27 | 980216 | Site Cleanup Completed (NFA) | HAWAIIAN SECURITIES & REALTY, LTD | 819, 835 AND 841 KAWAIAHAO ST | Honolulu | HI | 96813 | Renato Maniulit
9-100957 | 2001-11-13 | 920118 | Site Cleanup Completed (NFA) | HECO Ward Ave Complex | 820 WARD AVE | Honolulu | HI | 96813 | Shumin Liu
9-102187 | 2001-05-17 | 910009 | Site Cleanup Completed (NFA) | THE WOW COMPANY, INC | 822 MAPUNAPUNA ST | Honolulu | HI | 96800 | Shunsheng Fu
9-103487 | 2003-07-02 | 990100 | Site Cleanup Completed (NFA) | FORMER "HOTEL - YOUNG LAUNDRY" | 825 KAPIOLANI BLVD | Honolulu | HI | 96814 | To VRP
9-601290 | 1998-11-17 | 980231 | Site Cleanup Completed (NFA) | KONA FARMERS COOPERATIVE | 82-5810 NAPOOPOO RD P.O. BOX 309 | Captain Cook | HI | 96704 | David Hodges
9-200033 | 2008-01-29 | 960006 | Site Cleanup Completed (NFA) | Mid Pac Petroleum LLC 255069 (prev: HI-WAY SERVICE) | 826 KAMEHAMEHA HWY | Pearl City | HI | 96782 | Thu Perry
9-200033 | 2012-06-25 | 110022 | Site Cleanup Completed (NFA) | Mid Pac Petroleum LLC 255069 (prev: HI-WAY SERVICE) | 826 KAMEHAMEHA HWY | Pearl City | HI | 96782 | Thu Perry
9-100305 | 1998-07-22 | 910066 | Site Cleanup Completed (NFA) | ROSCOE MOSS COMPANY | 830 AHUA ST | Honolulu | HI | 96819 | Lene Ichinotsubo
9-101826 | 2003-10-06 | 930013 | Site Cleanup Completed (NFA) | SHELLY MOTORS INC. | 830 KAPIOLANI BLVD | Honolulu | HI | 96813 | Richard Takaba
9-103882 | 2010-01-22 | 090020 | Site Cleanup Completed (NFA) | Holy Family Catholic Academy | 830 Main Street | Honolulu | HI | 96818 | Shunsheng Fu
9-101098 | 1995-08-16 | 890034 | Site Cleanup Completed (NFA) | AINA HAINA 76 | 830 W HIND DR | Honolulu | HI | 96821 | Thu Perry
9-101098 | 1998-08-01 | 970053 | Site Cleanup Completed (NFA) | AINA HAINA 76 | 830 W HIND DR | Honolulu | HI | 96821 | Thu Perry
9-700621 | 2000-11-20 | 970120 | Site Cleanup Completed (NFA) | CHARLIE'S STATION | 8314 KEKAHA RD | Kekaha | HI | 96752 | Richard Takaba
9-700896 | 2001-08-02 | 900126 | Site Cleanup Completed (NFA) | KEKAHA SUGAR POINT 2 | 8315 KEKAHA RD | Kekaha | HI | 96752 | Mark Sutterfield
9-103735 | 2001-12-27 | 940090 | Site Cleanup Completed (NFA) | HONOLULU SHIP SUPPLY | 834 POHUKAINA ST | Honolulu | HI | 96813 | Shunsheng Fu
9-601136 | 2004-09-07 | 030044 | Site Cleanup Completed (NFA) | LARRY'S CHEVRON | 835 KILAUEA AVE | Hilo | HI | 96720 | Richard Takaba
9-101278 | 1993-10-25 | 910059 | Site Cleanup Completed (NFA) | LOVES BAKERY | 836 KAPAHULU AVE | Honolulu | HI | 96816 | Jose Ruiz
9-201478 | 1994-06-22 | 910001 | Site Cleanup Completed (NFA) | ANGEL'S MAKAHA UNION 5245 | 84-1114 FARRINGTON HWY | Waianae | HI | 96792 | Roger Brewer
9-200514 | 2001-09-20 | 920076 | Site Cleanup Completed (NFA) | MAKAHA CENTRAL OFFICE | 84-1130 KAULAWAHA RD | Makaha | HI | 96792 | Shunsheng Fu
9-103460 | 2000-03-09 | 990060 | Site Cleanup Completed (NFA) | MR. SANDMAN | 842 MAPUNAPUNA ST | Honolulu | HI | 96819 | Jose Ruiz
9-103460 | 2000-03-09 | 990062 | Site Cleanup Completed (NFA) | MR. SANDMAN | 842 MAPUNAPUNA ST | Honolulu | HI | 96819 | Jose Ruiz
9-103460 | 2000-03-09 | 990061 | Site Cleanup Completed (NFA) | MR. SANDMAN | 842 MAPUNAPUNA ST | Honolulu | HI | 96819 | Jose Ruiz
9-200513 | 1994-06-27 | 910013 | Site Cleanup Completed (NFA) | AT&T Makaha Cable Station | 84-250 FARRINGTON HWY | Waianae | HI | 96792 | Raymond Seid
9-601304 | 1999-06-18 | 990148 | Site Cleanup Completed (NFA) | D&E Fuel Stop | 84-4811 MAMALAHOA HWY | Honaunau | HI | 96726 | David Hodges
9-601039 | 2000-07-17 | 990237 | Site Cleanup Completed (NFA) | HI DOT HIGHWAYS DIVISION (SOUTH KONA BASE YARD) | 84-4950 MAMALAHOA HWY | Honaunau | HI | 96726 | Richard Takaba
9-501583 | 2007-04-17 | 940001 | Site Cleanup Completed (NFA) | TRANS HAWAIIAN MAUI (PMID OGG008125) | 845 PALAPALA DR | Kahului | HI | 96732 | Darren Park
9-600566 | 1993-07-30 | 920129 | Site Cleanup Completed (NFA) | HONAUNAU CENTRAL OFFICE | 84-5022 OLD MAMALAHOA HWY | Honaunau | HI | 96726 | Not Assigned
9-101255 | 1999-04-12 | 970055 | Site Cleanup Completed (NFA) | SALT LAKE CHEVRON 94204 | 846 ALA LILIKOI ST | Honolulu | HI | 96818 | Renato Maniulit
9-500423 | 1999-04-01 | 990066 | Site Cleanup Completed (NFA) | MINIT STOP | 85 S WAKEA AVE | Kahului | HI | 96732 | Richard Takaba
9-401388 | 2001-01-19 | 900130 | Site Cleanup Completed (NFA) | OSHIRO ENTREPRISES INC | 850 FRASER AVE | Lanai City | HI | 96763 | Shunsheng Fu
9-101430 | 2007-05-11 | 990188 | Site Cleanup Completed (NFA) | HOLIDAY ACTION GAS - PEARL CITY | 850 KAMEHAMEHA HWY | Pearl City | HI | 96782 | Shaobin Li
9-101430 | 2007-05-11 | 920119 | Site Cleanup Completed (NFA) | HOLIDAY ACTION GAS - PEARL CITY | 850 KAMEHAMEHA HWY | Pearl City | HI | 96782 | Shaobin Li
9-100251 | 1994-08-08 | 910015 | Site Cleanup Completed (NFA) | I. STEVEN SUNADA | 850 MOOWAA ST | Honolulu | HI | 96817 | Eric Sadoyama
9-201209 | 2010-01-22 | 970071 | Monitored Natural Attenuation | 7-11 Makaha | 85-010 Farrington Hwy | Makaha | HI | 96792 | Shaobin Li
9-201209 | 2010-01-22 | 950132 | Monitored Natural Attenuation | 7-11 Makaha | 85-010 Farrington Hwy | Makaha | HI | 96792 | Shaobin Li
9-102887 | 1995-10-27 | 950012 | Site Cleanup Completed (NFA) | PALAMA ELDERLY HOUSING | 851 N SCHOOL ST | Honolulu | HI | 96814 | Roger Brewer
9-102905 | 2001-06-27 | 940112 | Site Cleanup Completed (NFA) | FUMIO TERUYA, LTD | 852 MAPUNAPUNA ST | Honolulu | HI | 96810 | Jose Ruiz
9-102888 | 1994-05-04 | 940043 | Site Cleanup Completed (NFA) | WALKO WELDING | 852 MAPUNAPUNA ST | Honolulu | HI | 96819 | Janet Sherrer
9-102515 | 1999-12-13 | 920050 | Site Cleanup Completed (NFA) | DELUXE SHEET METAL WORKS, INC | 852 MAPUNAPUNA ST | Honolulu | HI | 96819 | Richard Takaba
9-200096 | 2005-12-09 | 990111 | Site Cleanup Completed (NFA) | C&CH WAIANAE FIRE STATION | 85-645 FARRINGTON HWY | Waianae | HI | 96792 | Haven Westerman
9-200534 | 1997-06-27 | 860002 | Site Cleanup Completed (NFA) | WAIANAE CENTRAL OFFICE | 85-677 FARRINGTON HWY | Makaha | HI | 96792 | Janet Sherrer
9-201141 | 2014-09-26 | 900027 | Active Remediation | LEEWARD PETROLEUM COMPANY - Bulk Plant | 85-723 FARRINGTON HWY | Waianae | HI | 96792 | Shaobin Li
9-201208 | 2015-12-07 | 160003 | Confirmed Release | AIM WAIANAE | 85-803 FARRINGTON HWY | Waianae | HI | 96792 | Richard Takaba
9-201208 | 2007-01-30 | 050012 | Site Cleanup Completed (NFA) | AIM WAIANAE | 85-803 FARRINGTON HWY | Waianae | HI | 96792 | Richard Takaba
9-201208 | 2000-01-28 | 900040 | Site Cleanup Completed (NFA) | AIM WAIANAE | 85-803 FARRINGTON HWY | Waianae | HI | 96792 | Richard Takaba
9-201863 | 2005-11-09 | 050024 | Site Cleanup Completed (NFA) | 7-Eleven Waianae | 85-830 FARRINGTON HWY | Waianae | HI | 96792 | Shunsheng Fu
9-201863 | 1998-04-02 | 950033 | Site Cleanup Completed (NFA) | 7-Eleven Waianae | 85-830 FARRINGTON HWY | Waianae | HI | 96792 | Shunsheng Fu
9-200115 | 1998-12-08 | 930020 | Site Cleanup Completed (NFA) | C&CH WAIANAE POLICE STATION | 85-939 FARRINGTON HWY | Waianae | HI | 96792 | Shaobin Li
9-200115 | 2014-08-13 | 140019 | Site Cleanup Completed (NFA) | C&CH WAIANAE POLICE STATION | 85-939 FARRINGTON HWY | Waianae | HI | 96792 | Shaobin Li
9-201207 | 2008-05-20 | 920069 | Site Cleanup Completed with EHMP | 7-11 WAIANAE | 85-997 FARRINGTON HWY | Waianae | HI | 96792 | Shunsheng Fu
9-500426 | 1999-06-16 | 980249 | Site Cleanup Completed (NFA) | VALLEY ISLE EXPRESS LTD. | 860 EHA ST | Wailuku | HI | 96793 | David Hodges
9-201014 | 2014-03-10 | 880011 | Soil Vapor Sampling | WAIANAE SHELL | 86-003 FARRINGTON HWY | Waianae | HI | 96792 | Shaobin Li
9-201014 | 2014-03-10 | 020032 | Soil Vapor Sampling | WAIANAE SHELL | 86-003 FARRINGTON HWY | Waianae | HI | 96792 | Shaobin Li
9-201242 | 2001-09-05 | 010034 | Site Cleanup Completed (NFA) | LARRY'S CHEVRON | 86-038 FARRINGTON HWY | Waianae | HI | 96792 | Jose Ruiz
9-200925 | 1999-08-26 | 950082 | Site Cleanup Completed (NFA) | TESORO 2Go #61047 | 86-090 FARRINGTON HWY | Waianae | HI | 96792 | Renato Maniulit
9-202565 | 2000-06-24 | 930127 | Site Cleanup Completed (NFA) | LENAKONA DEVELOPMENT, LTD | 86-140 FARRINGTON HWY | Waianae | HI | 96792 | Richard Takaba
9-200133 | 2005-05-25 | 930053 | Site Cleanup Completed (NFA) | C&CH WAIANAE CORP YARD | 86-220 FARRINGTON HWY | Waianae | HI | 96792 | Thu Perry
9-200133 | 2010-10-13 | 100025 | Site Cleanup Completed (NFA) | C&CH WAIANAE CORP YARD | 86-220 FARRINGTON HWY | Waianae | HI | 96792 | Thu Perry
9-100284 | 1996-11-07 | 940082 | Site Cleanup Completed (NFA) | OAHU LUMBER & HARDWARE CO., LTD. | 863 N NIMITZ HWY | Honolulu | HI | 96817 | To HEER
9-601694 | 2002-04-10 | 900075 | Site Cleanup Completed (NFA) | HILO QUALITY CLEANERS | 865 KINOOLE ST | Hilo | HI | 96720 | Jose Ruiz
9-502466 | 1997-01-02 | 970006 | Site Cleanup Completed (NFA) | BUDGET RENT-A-CAR SYSTEMS INC. 2108 (PMID OGG002120) | 865 W MOKUEA PLACE | Kahului | HI | 96732 | Shaobin Li
9-502466 | 1997-01-02 | 910082 | Site Cleanup Completed (NFA) | BUDGET RENT-A-CAR SYSTEMS INC. 2108 (PMID OGG002120) | 865 W MOKUEA PLACE | Kahului | HI | 96732 | Shaobin Li
9-502466 | 2006-10-16 | 060021 | Site Cleanup Completed (NFA) | BUDGET RENT-A-CAR SYSTEMS INC. 2108 (PMID OGG002120) | 865 W MOKUEA PLACE | Kahului | HI | 96732 | Shaobin Li
9-103564 | 2004-12-23 | 990236 | Site Cleanup Completed (NFA) | AALA PRODUCE | 869 N NIMITZ HWY | Honolulu | HI | 96819 | Richard Takaba
9-100189 | 1996-08-05 | 870009 | Site Cleanup Completed (NFA) | DAGS - AUTOMOTIVE MANAGEMENT DIVISION | 869A PUNCHBOWL ST | Honolulu | HI | 96813 | David Hodges
9-502616 | 1998-08-03 | 980109 | Site Cleanup Completed (NFA) | MAUI PINEAPPLE CO. HALIIMAILE PL. | 870 HALIIMAILE HWY SERVICE DEPT | Haliimaile | HI | 96768 | David Hodges
9-201364 | 2000-07-11 | 000045 | Site Cleanup Completed (NFA) | SILVA'S NANAKULI SHELL | 87-1796 FARRINGTON HWY | Nanakuli | HI | 96792 | Shaobin Li
9-200924 | 1994-11-18 | 900101 | Site Cleanup Completed (NFA) | GAS EXPRESS 61 | 87-1818 FARRINGTON HWY | Waianae | HI | 96792 | Raymond Seid
9-201206 | 2007-11-30 | 900120 | Site Cleanup Completed (NFA) | NANAKULI Seven Eleven | 87-1926 FARRINGTON HWY | Waianae | HI | 96792 | Shunsheng Fu
9-201864 | 2000-08-16 | 980139 | Site Cleanup Completed (NFA) | ALOHA NANAKULI | 87-1942 FARRINGTON HWY | Nanakuli | HI | 96792 | Darren Park
9-201864 | 2006-12-22 | 050020 | Site Cleanup Completed (NFA) | ALOHA NANAKULI | 87-1942 FARRINGTON HWY | Nanakuli | HI | 96792 | Darren Park
9-201860 | 2000-04-20 | 980028 | Site Cleanup Completed (NFA) | TESORO 2Go #61046 | 87-2070 FARRINGTON HWY | Nanakuli | HI | 96792 | Jose Ruiz
9-200622 | 2015-06-30 | 150006 | Site Cleanup Completed (NFA) | 7-Eleven Maili | 87-720 FARRINGTON HWY | Waianae | HI | 96792 | Josh Nagashima
9-200622 | 1996-07-12 | 950034 | Site Cleanup Completed (NFA) | 7-Eleven Maili | 87-720 FARRINGTON HWY | Waianae | HI | 96792 | Josh Nagashima
9-203791 | 2005-07-14 | 050010 | Site Cleanup Completed (NFA) | Tropical Rainbows | 87-828 Hakimo Road | Waianae | HI | 96792 | Shunsheng Fu
9-200102 | 2009-03-25 | 080017 | Site Cleanup Completed (NFA) | Mid Pac Petroleum 2705661 | 87-890 FARRINGTON HWY | Waianae | HI | 96792 | Shaobin Li
9-200102 | 2011-02-08 | 040045 | Site Cleanup Completed (NFA) | Mid Pac Petroleum 2705661 | 87-890 FARRINGTON HWY | Waianae | HI | 96792 | Shaobin Li
9-100040 | 2006-12-21 | 040051 | Site Cleanup Completed (NFA) | MID PAC PETROLEUM LLC 2705952 | 882 S BERETANIA ST | Honolulu | HI | 96813 | Darren Park
9-501890 | 1999-03-23 | 880008 | Site Cleanup Completed (NFA) | AVIS RENT-A-CAR SYSTEM INC (PMID OGG002117) | 884 W MOKUEA PL KAHULUI AIRPORT | Kahului | HI | 96732 | Janet Sherrer
9-501890 | 1997-03-17 | 960091 | Site Cleanup Completed (NFA) | AVIS RENT-A-CAR SYSTEM INC (PMID OGG002117) | 884 W MOKUEA PL KAHULUI AIRPORT | Kahului | HI | 96732 | Janet Sherrer
9-101673 | 2001-01-04 | 970045 | Site Cleanup Completed (NFA) | H. HAMADA STORE INC. | 885 QUEEN ST | Honolulu | HI | 96813 | Shaobin Li
9-100814 | 1999-11-05 | 990169 | Site Cleanup Completed (NFA) | STRAUB CLINIC & HOSPITAL INC. | 888 S KING ST | Honolulu | HI | 96813 | Richard Takaba
9-600464 | 1996-06-27 | 960040 | Site Cleanup Completed (NFA) | JAS. W. GLOVER, LTD. | 890 LEILANI ST | Hilo | HI | 96720 | Jose Ruiz
9-103290 | 1999-06-17 | 990022 | Site Cleanup Completed (NFA) | C&CH MOKULELE FIRE STATION | 890 VALKENBURGH ST | Honolulu | HI | 96818 | Jeffrey Ung
9-603880 | 2011-12-13 | 100026 | Site Cleanup Completed (NFA) | Milolii Abandoned Gas Station | 89-1712 Milolii Rd | Captain Cook | HI | 96704 | Josh Nagashima
9-500007 | 2011-08-18 | 950017 | Site Cleanup Completed with EHE/EHMP | Mid Pac Petroleum 254653 (prev: CENTRAL 76 L-4653) | 9 S WAKEA AVE | Kahului | HI | 96732 | Shaobin Li
9-600448 | 1998-11-23 | 980154 | Site Cleanup Completed (NFA) | CHIKA NAKANO REPAIR SHOP, INC. | 90 POOKELA ST | Hilo | HI | 96720 | Jeffrey Ung
9-100929 | 1994-08-01 | 920004 | Site Cleanup Completed (NFA) | PACIFIC OLDSMOBILE | 900 ALA MOANA BLVD | Honolulu | HI | 96814 | Eric Sadoyama
9-503023 | 2005-10-14 | 040052 | Site Cleanup Completed (NFA) | 900 EHA CORP | 900 EHA ST | Wailuku | HI | 96793 | Richard Takaba
9-103835 | 2007-10-17 | 070023 | Site Cleanup Completed (NFA) | Formerly Dunkin Doughnuts | 900 Kapahulu Ave | Honolulu | HI | 96816 | Richard Takaba
9-100743 | 1997-11-19 | 910058 | Site Cleanup Completed (NFA) | WEYERHAEUSER PAPER CO. | 900 N NIMITZ HWY | Honolulu | HI | 96817 | Steven Okoji
9-101899 | 1999-10-27 | 900123 | Site Cleanup Completed (NFA) | HAWAII NUT & BOLT, INC | 905 AHUA ST | Honolulu | HI | 96819 | Renato Maniulit
9-103511 | 1999-05-03 | 990189 | Site Cleanup Completed (NFA) | MORRIS ANGELO | 905 FACTORY ST | Honolulu | HI | 96819 | Renato Maniulit
9-201665 | 1998-12-30 | 980187 | Site Cleanup Completed (NFA) | FUKUOKAS INC. (aka PEARL CITY TAVERN) | 905 KAMEHAMEHA HWY | Pearl City | HI | 96782 | Eric Sadoyama
9-102462 | 1993-07-28 | 920012 | Site Cleanup Completed (NFA) | JBL HAWAII LTD | 905 KOKEA ST | Honolulu | HI | 96817 | To HEER
9-101518 | 1999-05-03 | 990177 | Site Cleanup Completed (NFA) | MAUNAWILI PRODUCE | 906 KAAAHI PL | Honolulu | HI | 96817 | Jeffrey Ung
9-201165 | 1999-08-11 | 990079 | Site Cleanup Completed (NFA) | Ameron - Kapaa Quarry | 909 KALANIANAOLE HWY | Kailua | HI | 96734 | Jose Ruiz
9-202643 | 1993-02-24 | 930004 | Site Cleanup Completed (NFA) | WAHIAWA CIVIC CENTER | 910 CALIFORNIA AVE | Schofield Barracks | HI | 96786 | Not Assigned
9-201763 | 1993-12-14 | 900001 | Site Cleanup Completed (NFA) | HAWAIIAN CEMENT (CEMENT DIVISION) | 91-055 KAOMI LP | Kapolei | HI | 96707 | Richard Takaba
9-201763 | 1999-12-29 | 990201 | Site Cleanup Completed (NFA) | HAWAIIAN CEMENT (CEMENT DIVISION) | 91-055 KAOMI LP | Kapolei | HI | 96707 | Richard Takaba
9-201157 | 2012-07-11 | 120007 | Confirmed Release | Ameron - Campbell | 91-059 HANUA ST | Kapolei | HI | 96707 | Richard Takaba
9-201157 | 2000-10-27 | 890037 | Site Cleanup Completed (NFA) | Ameron - Campbell | 91-059 HANUA ST | Kapolei | HI | 96707 | Richard Takaba
9-202159 | 1999-11-02 | 890023 | Site Cleanup Completed (NFA) | HAWAIIAN DREDGING & CONSTRUCTION | 91-063 MALAKOLE ST | Kapolei | HI | 96707 | To VRP
9-202159 | 2008-06-30 | 010027 | Site Cleanup Completed (NFA) | HAWAIIAN DREDGING & CONSTRUCTION | 91-063 MALAKOLE ST | Kapolei | HI | 96707 | To VRP
9-202159 | 1999-11-02 | 000014 | Site Cleanup Completed (NFA) | HAWAIIAN DREDGING & CONSTRUCTION | 91-063 MALAKOLE ST | Kapolei | HI | 96707 | To VRP
9-103656 | 2001-12-03 | 010049 | Site Cleanup Completed (NFA) | HONOLULU LIMITED | 911 HAUSTEN ST | Honolulu | HI | 96826 | Mark Sutterfield
9-100948 | 2011-04-19 | 100002 | Site Cleanup Completed with EHMP | LOVE'S BAKERY, INC | 911 MIDDLE ST | Honolulu | HI | 96819 | Josh Nagashima
9-200139 | 1999-02-09 | 990086 | Site Cleanup Completed (NFA) | HONOULIULI WASTEWATER TREATMENT | 91-1000 GEIGER RD | Ewa Beach | HI | 96706 | David Hodges
9-202893 | 1995-11-08 | 940079 | Site Cleanup Completed (NFA) | EWA BEACH PROFESSIONAL CENTER | 91-102 FORT WEAVER RD | Ewa Beach | HI | 96706 | Steven Okoji
9-201811 | 1990-01-29 | 900010 | Site Cleanup Completed (NFA) | PACIFIC FABRICATIONS, INC. | 91-110 HANUA ST | Kapolei | HI | 96707 | Jose Ruiz
9-201366 | 2001-12-05 | 970085 | Site Cleanup Completed (NFA) | TEXACO BARBERS POINT SALES TERMINAL | 91-119 HANUA ST | Kapolei | HI | 96707 | Shaobin Li
9-200825 | 1997-07-31 | 900082 | Site Cleanup Completed (NFA) | HAWAII INTERNATIONAL MOVERS INC. | 91-120 HANUA ST | Kapolei | HI | 96707 | David Hodges
9-203785 | 2009-03-13 | 050003 | Site Cleanup Completed (NFA) | Ewa Mill former vehicle maintenance area | 91-1201 Renton Road | Ewa Beach | HI | 96706 | Josh Nagashima
9-203565 | 1999-11-04 | 990229 | Site Cleanup Completed (NFA) | HI DOE EWA ELEMENTARY SCHOOL | 91-1280 RENTON RD | Ewa Beach | HI | 96706 | Renato Maniulit
9-100197 | 1997-05-27 | 970087 | Site Cleanup Completed (NFA) | FAA - EWA BEACH HIGH FREQUENCY TRANSMITTER SITE | 91-1281 NORTH RD | Ewa Beach | HI | 96706 | Jose Ruiz
9-200822 | 2003-04-04 | 980244 | Site Cleanup Completed (NFA) | HONSADOR | 91-151 MALAKOLE RD | Kapolei | HI | 96707 | Richard Takaba
9-200175 | 1999-08-11 | 940023 | Site Cleanup Completed (NFA) | BIG THREE INDUSTRIES, INC. | 91-163 HANUA ST | Ewa Beach | HI | 96706 | Jose Ruiz
9-203512 | 2006-03-17 | 990161 | Site Cleanup Completed (NFA) | Former Unocal Service Station | 91-1669 Ft Weaver Rd | Ewa Beach | HI | 96706 | Shunsheng Fu
9-201152 | 2005-02-07 | 990163 | Site Cleanup Completed (NFA) | OAHU CONSTRUCTION CO., LTD. | 91-202 KALAELOA BLVD | Kapolei | HI | 96707 | Shunsheng Fu
9-200949 | 2004-02-20 | 010041 | Site Cleanup Completed (NFA) | FOUNDATION INTERNATIONAL | 91-227 HANUA ST | Kapolei | HI | 96707 | Randall Heu
9-200195 | 1994-01-07 | 920097 | Site Cleanup Completed (NFA) | E.K. FERNANDEZ SHOWS, INC. | 91-246 OIHANA ST | Ewa Beach | HI | 96706 | Eric Sadoyama
9-202895 | 1996-01-22 | 960035 | Site Cleanup Completed (NFA) | E.E. BLACK LTD. | 91-252 KUHELA ST | Kapolei | HI | 96707 | Jose Ruiz
9-200211 | 1996-11-21 | 900038 | Site Cleanup Completed (NFA) | WALDRON FEED MILL | 91-254 OLAI ST | Kapolei | HI | 96707 | Eric Sadoyama
9-201428 | 1999-12-28 | 000049 | Site Cleanup Completed (NFA) | DELTA CONSTRUCTION CORPORATION | 91-255 OIHANA ST | Kapolei | HI | 96707 | Renato Maniulit
9-202210 | 2001-08-30 | 990095 | Site Cleanup Completed (NFA) | Oahu Waste Services, Inc | 91-310 HANUA ST | Kapolei | HI | 96707 | Mark Sutterfield
9-200231 | 2009-02-04 | 930035 | Site Cleanup Completed (NFA) | HAWAII CAN PLANT | 91-320 KOMOHANA ST | Kapolei | HI | 96707 | Darren Park
9-102406 | 2008-03-11 | 080008 | Site Cleanup Completed (NFA) | Hawaii Pacific Data (Formerly GTE Kapolei Earth Station) | 91-340 FARRINGTON HWY / CENTRAL-91-595 FARRINGTON HWY | Kapolei | HI | 96707 | Shaobin Li
9-103103 | 1995-12-28 | 950127 | Site Cleanup Completed (NFA) | GREEN MILL FOOD MANUFACTURER LTD | 914 COOLIDGE ST | Honolulu | HI | 96826 | Eric Sadoyama
9-100272 | 1993-10-11 | 930022 | Site Cleanup Completed (NFA) | MAUNAWILI PRODUCE, INC. | 914 KAAAHI PL | Honolulu | HI | 96817 | Sheila Mackenzie
9-202562 | 2001-10-19 | 980239 | Site Cleanup Completed (NFA) | PALAILAI LANDFILL | 91-402 FARRINGTON HWY | Kapolei | HI | 96707 | Mark Sutterfield
9-200304 | 1999-05-07 | 970010 | Site Cleanup Completed (NFA) | ROBERT McMULLAN AND SON, INC. | 91-430 KOMOHANA ST | Kapolei | HI | 96707 | Richard Takaba
9-201760 | 1999-01-20 | 920091 | Site Cleanup Completed (NFA) | AMFAC LUMBER & CONSTRUCTION | 91-445 KOMOHANA ST | Kapolei | HI | 96707 | Jose Ruiz
9-202975 | 1994-12-08 | 940169 | Site Cleanup Completed (NFA) | GENTRY HOMES LTD AREA 27 | 91-500 FT WEAVER RD | Ewa Beach | HI | 96706 | Lene Ichinotsubo
9-200136 | 2013-10-21 | 050042 | Site Cleanup Completed (NFA) | EWA BEACH WASTEWATER PUMP STATION | 91-690 POHAKUPUNA RD | Ewa Beach | HI | 96706 | Shaobin Li
9-500407 | 1996-07-05 | 950049 | Site Cleanup Completed (NFA) | MAUI SODA & ICE WORKS, LTD. | 918 A LOWER MAIN ST | Wailuku | HI | 96793 | Jose Ruiz
9-100920 | 2003-10-20 | 900006 | Site Cleanup Completed (NFA) | BACON-UNIVERSAL CO. INC. | 918 AHUA ST | Honolulu | HI | 96819 | Richard Takaba
9-201183 | 2001-12-11 | 950107 | Site Cleanup Completed (NFA) | JMH, INC DBA EWA MART | 91-831 FT WEAVER RD | Ewa Beach | HI | 96706 | Shaobin Li
9-201183 | 1994-03-24 | 930070 | Site Cleanup Completed (NFA) | JMH, INC DBA EWA MART | 91-831 FT WEAVER RD | Ewa Beach | HI | 96706 | Shaobin Li
9-200071 | 2001-12-26 | 940178 | Site Cleanup Completed (NFA) | C&CH EWA BEACH FIRE STATION | 91-832 POHAKUPUNA RD | Ewa Beach | HI | 96706 | Shunsheng Fu
9-201224 | 2004-12-22 | 040005 | Site Cleanup Completed (NFA) | EWA BEACH CHEVRON SS | 91-909 FT WEAVER RD | Ewa Beach | HI | 96706 | Randall Heu
9-200324 | 2002-02-15 | 020002 | Site Cleanup Completed (NFA) | ARCO 82100 | 91-914 FT WEAVER RD | Ewa Beach | HI | 96706 | Jose Ruiz
9-200324 | 1999-03-23 | 980141 | Site Cleanup Completed (NFA) | ARCO 82100 | 91-914 FT WEAVER RD | Ewa Beach | HI | 96706 | Jose Ruiz
9-200221 | 1996-09-19 | 960095 | Site Cleanup Completed (NFA) | MAKAKILO QUARRY | 91-920 FARRINGTON HWY | Makakilo | HI | 96707 | Nicole Peterman
9-200221 | 2009-03-09 | 090010 | Site Cleanup Completed (NFA) | MAKAKILO QUARRY | 91-920 FARRINGTON HWY | Makakilo | HI | 96707 | Nicole Peterman
9-201184 | 2002-04-29 | 980103 | Site Cleanup Completed (NFA) | 7-11 EWA BEACH | 91-924 MAKULE ST | Ewa Beach | HI | 96706 | Shunsheng Fu
9-103747 | 2002-10-11 | 020031 | Site Cleanup Completed (NFA) | IWILEI FRUIT AND VEGETABLE WAREHOUSE | 920 IWILEI ROAD | Honolulu | HI | 96813 | Jose Ruiz
9-600480 | 1994-08-18 | 940182 | Site Cleanup Completed (NFA) | PHILLIPS U DRIVE INC. | 920 PIILANI ST | Hilo | HI | 96720 | Eric Sadoyama
9-201816 | 1994-11-23 | 940016 | Site Cleanup Completed (NFA) | Del Monte Fresh Produce | 92-1770 Kunia Road | Kunia | HI | 96759 | To HEER
9-201816 | 1994-08-02 | 920120 | Site Cleanup Completed (NFA) | Del Monte Fresh Produce | 92-1770 Kunia Road | Kunia | HI | 96759 | To HEER
9-201703 | 2014-10-07 | 140016 | Site Cleanup Completed (NFA) | TESORO 2GO #61016 | 922 KAMEHAMEHA HWY | Pearl City | HI | 96782 | Josh Nagashima
9-103769 | 2007-12-11 | 030041 | Site Cleanup Completed (NFA) | Sprint Lot | 925 Dillingham Blvd | Honolulu | HI | 96817 | To VRP
9-200335 | 2009-11-30 | 080002 | Site Cleanup Completed (NFA) | AIM MAKAKILO | 92-577 MAKAKILO DR | Kapolei | HI | 96707 | Josh Nagashima
9-101367 | 2009-05-07 | 990119 | Site Cleanup Completed (NFA) | OAHU PLUMBING & SHEET METAL, LTD | 926 KOHOU ST | Honolulu | HI | 96817 | Richard Takaba
9-701082 | 1999-12-13 | 990017 | Site Cleanup Completed (NFA) | County of Kauai Waimea WWTP | 9273 G Kaumualii Hwy | Lihue | HI | 96766 | Richard Takaba
9-200515 | 1998-03-12 | 940062 | Site Cleanup Completed (NFA) | MAKAKILO CENTRAL OFFICE | 92-815 NOHOHALE ST | Kapolei | HI | 96707 | Steven Okoji
9-202156 | 1994-11-10 | 890010 | Site Cleanup Completed (NFA) | TED MAKALENA GOLF COURSE | 93-059 WAIPIO PT ACCESS RD | Waipahu | HI | 96797 | Lene Ichinotsubo
9-200148 | 1999-08-11 | 990160 | Site Cleanup Completed (NFA) | WAIPAHU WASTEWATER PUMPING STATION | 93-065 WAIPAHU DEPOT RD | Waipahu | HI | 96797 | Jose Ruiz
9-507014 | 1993-03-15 | 930058 | Site Cleanup Completed (NFA) | DISCOUNT RENT-A-CAR (PMID OGG002112) | 935 E MOKUEA PL | Kahului | HI | 96732 | Not Assigned
9-103660 | 2001-11-23 | 010029 | Site Cleanup Completed (NFA) | HAWAIIAN HARDWOOD CO., LTD | 935 QUEEN ST | Honolulu | HI | 96814 | Shunsheng Fu
9-100916 | 2005-04-27 | 910016 | Site Cleanup Completed (NFA) | TESORO GAS EXPRESS 11 | 940 AUAHI ST | Honolulu | HI | 96814 | Shaobin Li
9-200846 | 2004-03-09 | 040023 | Site Cleanup Completed (NFA) | PACIFIC MACHINERY | 94-025 FARRINGTON HWY | Waipahu | HI | 96797 | Shunsheng Fu
9-200846 | 1995-08-31 | 940037 | Site Cleanup Completed (NFA) | PACIFIC MACHINERY | 94-025 FARRINGTON HWY | Waipahu | HI | 96797 | Shunsheng Fu
9-200846 | 1999-06-17 | 990099 | Site Cleanup Completed (NFA) | PACIFIC MACHINERY | 94-025 FARRINGTON HWY | Waipahu | HI | 96797 | Shunsheng Fu
9-200288 | 1995-08-31 | 940201 | Site Cleanup Completed (NFA) | PACIFIC MACHINERY | 94-031 FARRINGTON HWY | Waipahu | HI | 96797 | Shunsheng Fu
9-200288 | 2004-03-09 | 040022 | Site Cleanup Completed (NFA) | PACIFIC MACHINERY | 94-031 FARRINGTON HWY | Waipahu | HI | 96797 | Shunsheng Fu
9-202209 | 2015-03-02 | suspected | Suspected release | TESORO #61042 | 94-050 FARRINGTON HWY | Waipahu | HI | 96797 | roy Ilaga
9-203279 | 1997-09-25 | 970107 | Site Cleanup Completed (NFA) | HAWAII MOTOR REBUILDERS | 94-051 LEOKANE ST | Waipahu | HI | 96797 | Steven Okoji
9-200845 | 2001-08-28 | 010047 | Site Cleanup Completed (NFA) | AMERICAN FENCE COMPANY, LTD. | 94-086 LEOKANE ST | Waipahu | HI | 96797 | Mark Sutterfield
9-202518 | 1994-03-28 | 920027 | Site Cleanup Completed (NFA) | PFLUEGER CAR AND TRUCK CENTER | 94-097 FARRINGTON HWY | Waipahu | HI | 96797 | Raymond Seid
9-200711 | 2001-09-20 | 920060 | Site Cleanup Completed (NFA) | HT&T CO.,INC. | 94-099 LEOKANE ST | Waipahu | HI | 96797 | Shaobin Li
9-200315 | 2010-01-21 | 080022 | Site Cleanup Completed (NFA) | Yokota Service | 94-1037 WAIPAHU ST | Waipahu | HI | 96797 | Josh Nagashima
9-201468 | 2005-06-30 | 020018 | Site Cleanup Completed (NFA) | NABARRETE STORE | 94-1133 WAIPAHU ST | Waipahu | HI | 96797 | Richard Takaba
9-201672 | 1994-12-22 | 920001 | Site Cleanup Completed (NFA) | NISSAN OF WAIPAHU - SHOWROOOM | 94-119 FARRINGTON HWY | Waipahu | HI | 96797 | Roger Brewer
9-200922 | 1997-07-31 | 970037 | Site Cleanup Completed (NFA) | TESORO #61041 | 94-120 FARRINGTON HWY | Waipahu | HI | 96797 | Steven Okoji
9-200098 | 2011-10-07 | 940063 | Site Assessment Ongoing | C&CH WAIPAHU FIRE STATION | 94-121 LEONUI ST | Waipahu | HI | 96797 | Josh Nagashima
9-200233 | 2000-09-08 | 990092 | Site Cleanup Completed (NFA) | HAWAII COUNTRY CLUB | 94-1211 KUNIA RD | Schofield Barracks | HI | 96786 | Jose Ruiz
9-202522 | 1996-07-26 | 930018 | Site Cleanup Completed (NFA) | NISSAN OF WAIPAHU - SERVICE CENTER | 94-133 LEONUI ST | Waipahu | HI | 96797 | Not Assigned
9-201466 | 1999-08-27 | 970041 | Site Cleanup Completed (NFA) | REDONDO'S INC. | 94-140 LEOKANE ST | Waipahu | HI | 96797 | Renato Maniulit
9-203249 | 1998-09-29 | 970018 | Site Cleanup Completed (NFA) | RYKOFF-SEXTON, INC | 94-1401 WAIHONA PL | Pearl City | HI | 96782 | Lene Ichinotsubo
9-203020 | 2002-03-11 | 950063 | Site Cleanup Completed (NFA) | GOODYEAR LEASED FACILITY | 94-144 FARRINGTON HWY | Waipahu | HI | 96797 | Shunsheng Fu
9-201495 | 2011-11-02 | 020034 | Site Cleanup Completed (NFA) | CUTTER MITSUBISHI | 94-149 FARRINGTON HWY | Waipahu | HI | 96797 | Josh Nagashima
9-201495 | 2011-11-02 | 020035 | Site Cleanup Completed (NFA) | CUTTER MITSUBISHI | 94-149 FARRINGTON HWY | Waipahu | HI | 96797 | Josh Nagashima
9-100158 | 2000-07-06 | 910087 | Site Cleanup Completed (NFA) | WILSON FOOD SERVICE | 94-150 LEOKANE ST | Waipahu | HI | 96797 | Shaobin Li
9-203934 | 2014-09-15 | 130007 | Site Cleanup Completed (NFA) | City Mill Waipahu | 94-157 Leoleo St | Waipahu | HI | 96797 | Shunsheng Fu
9-200366 | 1998-12-30 | 960067 | Site Cleanup Completed (NFA) | YELLOW FREIGHT SYSTEM, INC | 94-164 LEOKANE ST | Waipahu | HI | 96797 | Eric Sadoyama
9-203248 | 2001-09-18 | 970043 | Site Cleanup Completed (NFA) | Allied Machinery Corporation | 94-168 Leoole St | Waipahu | HI | 96797 | Shaobin Li
9-201467 | 1999-03-10 | 910089 | Site Cleanup Completed (NFA) | FINOVA HAWAIIAN HOLDINGS, LLC DBA LEX BRODIE'S TIRE CO. | 94-169 FARRINGTON HWY | Waipahu | HI | 96797 | Renato Maniulit
9-200025 | 2015-07-28 | 150026 | LUST Cleanup Initiated | Tandal's Waipahu 76 | 94-206 LEOKU ST | Waipahu | HI | 96797 | Nagashima Josh
9-200025 | 2010-03-29 | 910007 | Site Cleanup Completed (NFA) | Tandal's Waipahu 76 | 94-206 LEOKU ST | Waipahu | HI | 96797 | Nagashima Josh
9-200025 | 1997-09-11 | 960090 | Site Cleanup Completed (NFA) | Tandal's Waipahu 76 | 94-206 LEOKU ST | Waipahu | HI | 96797 | Nagashima Josh
9-201827 | 1997-07-02 | 920042 | Site Cleanup Completed (NFA) | SHELLY MOTORS INC. | 94-212 LEOKU ST | Waipahu | HI | 96797 | David Hodges
9-200839 | 2014-09-11 | 140021 | Site Cleanup Completed (NFA) | SHELLY MAZDA/HYUNDAI | 94-223 FARRINGTON HWY | Waipahu | HI | 96797 | Shunsheng Fu
9-200839 | 1995-04-11 | 910041 | Site Cleanup Completed (NFA) | SHELLY MAZDA/HYUNDAI | 94-223 FARRINGTON HWY | Waipahu | HI | 96797 | Shunsheng Fu
9-201465 | 2010-03-18 | 010019 | Site Cleanup Completed (NFA) | Kama'aina Koncrete (formerly Mini-mix Oahu/L.T. Kuwasaki) | 94-233 LEONUI ST | Waipahu | HI | 96797 | Josh Nagashima
9-201910 | 2001-11-08 | 900060 | Site Cleanup Completed (NFA) | LEOLUA REGENT | 94-246 LEOKU ST | Waipahu | HI | 96797 | Jose Ruiz
9-201258 | 2015-07-27 | 150025 | Case Transferred to HEER (regulated) | TIRE WAREHOUSE | 94-250 MOKUOLA ST | Waipahu | HI | 96797 | To Heer
9-200323 | 2003-05-13 | 980149 | Site Cleanup Completed (NFA) | 7-Eleven Waipahu | 94-264 FARRINGTON HWY | Waipahu | HI | 96797 | Richard Takaba
9-200323 | 2006-03-06 | 050031 | Site Cleanup Completed (NFA) | 7-Eleven Waipahu | 94-264 FARRINGTON HWY | Waipahu | HI | 96797 | Richard Takaba
9-203772 | 2004-06-26 | 040020 | Site Cleanup Completed (NFA) | East Bay TIre Company | 94-299 Farrington Hwy | Waipahu | HI | 96797 | Shaobin Li
9-200024 | 1998-07-24 | 980016 | Site Cleanup Completed (NFA) | Ewa Repair Shop Inc. | 94-303 WAIPAHU ST | Waipahu | HI | 96797 | Jose Ruiz
9-201233 | 1999-03-25 | 950021 | Monitored Natural Attenuation | J'S WAIPAHU CHEVRON | 94-380 MOKUOLA ST | Waipahu | HI | 96797 | Shunsheng Fu
9-201029 | 2004-12-20 | 890008 | Monitored Natural Attenuation | New City Shell | 94-380 PUPUPANI ST. | Waipahu | HI | 96797 | Shunsheng Fu
9-201097 | 2005-08-09 | 040010 | Site Cleanup Completed (NFA) | BIONIC SELF-SERVE | 94-485 FARRINGTON HWY | Waipahu | HI | 96797 | Chad Pritchard
9-201097 | 2005-08-09 | 040009 | Site Cleanup Completed (NFA) | BIONIC SELF-SERVE | 94-485 FARRINGTON HWY | Waipahu | HI | 96797 | Chad Pritchard
9-201097 | 1999-02-01 | 880014 | Site Cleanup Completed (NFA) | BIONIC SELF-SERVE | 94-485 FARRINGTON HWY | Waipahu | HI | 96797 | Chad Pritchard
9-200840 | 1993-08-27 | 920178 | Site Cleanup Completed (NFA) | MILILANI MEMORIAL PARK | 94-560 KAMEHAMEHA HWY | Waipahu | HI | 96797 | Not Assigned
9-202796 | 2009-11-30 | 080035 | Site Cleanup Completed (NFA) | WAIPIO SHELL | 94-609 UKEE ST | Waipahu | HI | 96797 | Josh Nagashima
9-200882 | 1998-08-11 | 980210 | Site Cleanup Completed (NFA) | WAIPAHU AUTO CO. - DIVISION OF SERVCO | 94-729 FARRINGTON HWY | Waipahu | HI | 96797 | David Hodges
9-202693 | 1992-12-08 | 930003 | Site Cleanup Completed (NFA) | MIDAS MUFFLER | 94-746 KUAHAO PL | Pearl City | HI | 96782 | Jose Ruiz
9-202938 | 2000-06-20 | 980183 | Site Cleanup Completed (NFA) | Mahalo Waipahu | 94-767 FARRINGTON HWY | Waipahu | HI | 96797 | Shaobin Li
9-201203 | 1995-12-15 | 900066 | Site Cleanup Completed (NFA) | TAJIRO URANAKA | 94-767 FARRINGTON HWY | Waipahu | HI | 96797 | Steven Okoji
9-201865 | 2005-09-27 | 050019 | Site Cleanup Completed (NFA) | AIM Waipahu | 94-780 FARRINGTON HWY | Waipahu | HI | 96797 | Shunsheng Fu
9-201865 | 1998-08-10 | 980138 | Site Cleanup Completed (NFA) | AIM Waipahu | 94-780 FARRINGTON HWY | Waipahu | HI | 96797 | Shunsheng Fu
9-200308 | 2007-12-03 | 910051 | Site Cleanup Completed (NFA) | SAIKI & SONS INC. | 94-825 WAIPAHU ST | Waipahu | HI | 96797 | Shunsheng Fu
9-201706 | 2015-09-11 | 150029 | LUST Cleanup Initiated | AIM WAIPIO GENTRY | 94-826 UKEE ST | Waipahu | HI | 96797 | Josh Nagashima
9-201706 | 2014-10-25 | 150003 | LUST Cleanup Initiated | AIM WAIPIO GENTRY | 94-826 UKEE ST | Waipahu | HI | 96797 | Josh Nagashima
9-201706 | 2015-01-01 | 100007 | Confirmed Release | AIM WAIPIO GENTRY | 94-826 UKEE ST | Waipahu | HI | 96797 | Josh Nagashima
9-200943 | 2001-10-19 | 920025 | Site Cleanup Completed (NFA) | WAIPAHU MECHANICAL EQUIPMENT SHOP | 94-833 MAKAALOHA ST | Waipahu | HI | 96797 | Shaobin Li
9-100799 | 2009-02-04 | 890002 | Site Cleanup Completed (NFA) | COCA-COLA BOTTLING CO. OF HONOLULU | 949 MAPUNAPUNA ST | Honolulu | HI | 96819 | Darren Park
9-200912 | 1994-07-29 | 920164 | Site Cleanup Completed (NFA) | AMFAC GARDEN HAWAII | 94-910 MANAGERS DR / P.O. BOX 537 | Waipahu | HI | 96797 | Roger Brewer
9-600564 | 1993-07-30 | 930031 | Site Cleanup Completed (NFA) | HILO WAREHOUSE | 95 POHAKU ST | Hilo | HI | 96720 | Not Assigned
9-200149 | 1997-07-02 | 970021 | Site Cleanup Completed (NFA) | WAIPIO WASTEWATER PUMP STATION | 95-009 KAMEHAMEHA HWY | Mililani | HI | 96789 | Janet Sherrer
9-201896 | 2015-07-07 | 150023 | Confirmed Release | FASTOP MILILANI | 95-026 KAMEHAMEHA HWY | Mililani | HI | 96789 | Shunsheng Fu
9-203204 | 2012-12-11 | 120001 | Site Cleanup Completed (NFA) | TESORO 2GO #61057 | 95-1141 UKUWAI ST | Mililani | HI | 96789 | Josh Nagashima
9-201124 | 2005-12-07 | 040013 | Site Cleanup Completed (NFA) | Mililani Chevron | 95-130 KAMEHAMEHA HWY | Mililani | HI | 96789 | Darren Park
9-201124 | 2006-12-29 | 050007 | Site Cleanup Completed (NFA) | Mililani Chevron | 95-130 KAMEHAMEHA HWY | Mililani | HI | 96789 | Darren Park
9-201193 | 2001-12-27 | 980012 | Site Cleanup Completed (NFA) | AIM MILILANI | 95-280 KIPAPA DR | Mililani | HI | 96789 | Jose Ruiz
9-201536 | 1994-11-22 | 950011 | Site Cleanup Completed (NFA) | GOODYEAR AUTO SERVICE CENTER 8024 | 95-390 KUAHELANI AVE | Mililani | HI | 96789 | Roger Brewer
9-603807 | 2007-03-21 | 060034 | Site Cleanup Completed (NFA) | Getta mallick | 95-5572 Mamalahoa Hwy | Naalehu | HI | 96772 | Shaobin Li
9-601647 | 1999-07-20 | 990047 | Site Cleanup Completed (NFA) | B & E 76 (Fast Fuels II) | 95-5591 MAMALAHOA HWY | Naalehu | HI | 96772 | Richard Takaba
9-102612 | 1993-11-16 | 930065 | Site Cleanup Completed (NFA) | RAY'S AUTO SERVICE | 959 QUEEN ST | Honolulu | HI | 96814 | Raymond Seid
9-600472 | 1998-02-01 | 900063 | Site Cleanup Completed (NFA) | Ka'u Gas | 96-1155 KAMANI ST | Pahala | HI | 96777 | Jose Ruiz
9-201973 | 2003-04-02 | 900067 | Site Cleanup Completed (NFA) | HONOLULU RECYCLING COMPANY | 96-1268 WAIHONA ST | Pearl City | HI | 96782 | Jose Ruiz
9-200222 | 1994-12-05 | 920193 | Site Cleanup Completed (NFA) | FEWELL GEOTECHNICAL ENGINEERING, | 96-1416 WAIHONA PL | Pearl City | HI | 96782 | Jose Ruiz
9-101574 | 1998-12-04 | 990055 | Site Cleanup Completed (NFA) | RICHARD TOM | 963 ROBELLO LN | Honolulu | HI | 96817 | Eric Sadoyama
9-702559 | 2009-08-31 | 990113 | Monitored Natural Attenuation | JIMMY'S SERVICE STATION | 9652 KAUMUALII HWY | Waimea | HI | 96796 | Shunsheng Fu
9-200030 | 1997-03-20 | 970057 | Site Cleanup Completed (NFA) | Mid Pac Petroleum LLC 2705799 | 966 CALIFORNIA AVE | Wahiawa | HI | 96786 | Chad Pritchard
9-200030 | 2005-03-02 | 040055 | Site Cleanup Completed (NFA) | Mid Pac Petroleum LLC 2705799 | 966 CALIFORNIA AVE | Wahiawa | HI | 96786 | Chad Pritchard
9-102728 | 2009-12-23 | 930060 | Site Cleanup Completed with EHE/EHMP | CENTURY AVIATION (PMID 009108) | 98 KAPALULU PL | Honolulu | HI | 96819 | Shaobin Li
9-200188 | 1998-09-24 | 970104 | Site Cleanup Completed (NFA) | CUTTER FORD INC. | 98-015 KAMEHAMEHA HWY | Aiea | HI | 96701 | Richard Takaba
9-200188 | 1993-11-05 | 920190 | Site Cleanup Completed (NFA) | CUTTER FORD INC. | 98-015 KAMEHAMEHA HWY | Aiea | HI | 96701 | Richard Takaba
9-202211 | 2000-11-13 | 930041 | Site Cleanup Completed (NFA) | WASTE MANAGEMENT OF HAWAII, INC. | 98-021 KAMEHAMEHA HWY | Aiea | HI | 96701 | Jose Ruiz
9-201476 | 2002-06-26 | 930115 | Site Cleanup Completed (NFA) | BEKINS MOVING & STORAGE CO | 98-021 KAMEHAMEHA HWY | Aiea | HI | 96701 | Jose Ruiz
9-201475 | 2004-10-01 | 990072 | Site Cleanup Completed (NFA) | TONY HONDA PEARLRIDGE | 98-055 KAMEHAMEHA HWY | Aiea | HI | 96701 | Randall Heu
9-200293 | 2009-06-17 | 930138 | Site Cleanup Completed (NFA) | AIEA CUE (Formerly Pearl Auto Service & Supply) | 98-064 KAMEHAMEHA HWY | Aiea | HI | 96701 | Josh Nagashima
9-200359 | 1999-06-10 | 980257 | Site Cleanup Completed (NFA) | VOLVO HAWAII | 98-075 KAMEHAMEHA HWY | Aiea | HI | 96701 | Jose Ruiz
9-201889 | 2003-10-24 | 030026 | Site Cleanup Completed (NFA) | SHELL SERVICE STATION | 98-080 KAMEHAMEHA HWY | Aiea | HI | 96701 | Shaobin Li
9-201889 | 2003-10-24 | 030025 | Site Cleanup Completed (NFA) | SHELL SERVICE STATION | 98-080 KAMEHAMEHA HWY | Aiea | HI | 96701 | Shaobin Li
9-201889 | 2001-07-12 | 870003 | Site Cleanup Completed (NFA) | SHELL SERVICE STATION | 98-080 KAMEHAMEHA HWY | Aiea | HI | 96701 | Shaobin Li
9-202700 | 1995-11-28 | 930006 | Site Cleanup Completed (NFA) | ASSOCIATED STEEL WORKERS, LTD | 98-085 KAMEHAMEHA HWY | Aiea | HI | 96701 | Roger Brewer
9-201541 | 2001-07-31 | 010044 | LUST Cleanup Initiated | J C PENNEY CO., INC. | 98-1025 MOANALUA RD | Aiea | HI | 96701 | Richard Takaba
9-201529 | 2005-08-23 | 020014 | Site Cleanup Completed (NFA) | HI-GRADE PLUMBING, INC. | 98-121 LIPOA PL | Aiea | HI | 96701 | Richard Takaba
9-200921 | 1997-02-19 | 960088 | Site Cleanup Completed (NFA) | Waimalu 76 - Seven Eleven | 98-1277 KAAHUMANU ST | Aiea | HI | 96701 | Shunsheng Fu
9-200921 | 2009-04-15 | 090007 | Site Cleanup Completed (NFA) | Waimalu 76 - Seven Eleven | 98-1277 KAAHUMANU ST | Aiea | HI | 96701 | Shunsheng Fu
9-201535 | 1995-12-15 | 950123 | Site Cleanup Completed (NFA) | GOODYEAR AUTO SERVICE CENTER 8023 | 98-1277 KAAHUMANU ST | Aiea | HI | 96701 | Roger Brewer
9-200311 | 1996-09-20 | 900020 | Site Cleanup Completed (NFA) | Pearl City Shell | 98-135 KAMEHAMEHA HWY | Aiea | HI | 96701 | Shaobin Li
9-200311 | 2011-12-07 | 080019 | Site Cleanup Completed (NFA) | Pearl City Shell | 98-135 KAMEHAMEHA HWY | Aiea | HI | 96701 | Shaobin Li
9-203788 | 2005-04-26 | 050001 | Site Cleanup Completed (NFA) | PEARL CITY SELF STORAGE | 98-138 HILA PLACE | Pearl City | HI | 96782 | Shunsheng Fu
9-201389 | 2005-08-25 | 910080 | Site Cleanup Completed (NFA) | HI-GRADE PLUMBING | 98-151 LIPOA PL | Aiea | HI | 96701 | Richard Takaba
9-200143 | 1997-05-12 | 970079 | Site Cleanup Completed (NFA) | OLEPE LP STORM DRAIN PUMP STATION | 98-152 OLEPE LP | Aiea | HI | 96701 | Jose Ruiz
9-601943 | 1998-09-01 | 980153 | Site Cleanup Completed (NFA) | WAIKOLOA VILLAGE GOLF COURSE | 98-1792 MELIA ST | Waikoloa | HI | 96738 | David Hodges
9-601943 | 1999-01-20 | 920005 | Site Cleanup Completed (NFA) | WAIKOLOA VILLAGE GOLF COURSE | 98-1792 MELIA ST | Waikoloa | HI | 96738 | David Hodges
9-201836 | 2012-08-13 | 940047 | Remedy Decision Pending (ongoing monitoring) | SEARS ROEBUCK & CO | 98-180 KAMEHAMEHA HWY | Aiea | HI | 96701 | Shaobin Li
9-201723 | 2013-01-16 | 980080 | Site Cleanup Completed (NFA) | Mahalo Express Pearl Kai 12818 | 98-189 KAMEHAMEHA HWY | Aiea | HI | 96701 | Josh Nagashima
9-200491 | 1998-01-23 | 920130 | Site Cleanup Completed (NFA) | AIEA CENTRAL OFFICE | 98-327 KAAMILO ST | Aiea | HI | 96701 | Jose Ruiz
9-200782 | 2010-01-26 | 900097 | Monitored Natural Attenuation | STEVEN'S SUPER SERVICE, INC. | 98-360 KAMEHAMEHA HWY | Aiea | HI | 96701 | Shaobin Li
9-201477 | 1996-11-14 | 960078 | Site Cleanup Completed (NFA) | WALLYS SERVICE INC. | 98-380 KAMEHAMEHA HWY | Aiea | HI | 96701 | Jose Ruiz
9-201477 | 1994-08-08 | 930116 | Site Cleanup Completed (NFA) | WALLYS SERVICE INC. | 98-380 KAMEHAMEHA HWY | Aiea | HI | 96701 | Jose Ruiz
9-201455 | 2000-01-24 | 000007 | Site Cleanup Completed (NFA) | PEARL COUNTRY CLUB | 98-535 KAONOHI ST. | Aiea | HI | 96701 | Jose Ruiz
9-707015 | 2011-06-06 | 080015 | Monitored Natural Attenuation | WAIMEA SHELL | 9862 KAUMUALII HWY | Waimea | HI | 96796 | Shunsheng Fu
9-707015 | 2011-06-06 | 090030 | Monitored Natural Attenuation | WAIMEA SHELL | 9862 KAUMUALII HWY | Waimea | HI | 96796 | Shunsheng Fu
9-707015 | 2011-06-06 | 980063 | Monitored Natural Attenuation | WAIMEA SHELL | 9862 KAUMUALII HWY | Waimea | HI | 96796 | Shunsheng Fu
9-200230 | 1999-05-17 | 990157 | Site Cleanup Completed (NFA) | HAWAII BAKING CO INC | 98-736 MOANALUA LP | Aiea | HI | 96701 | Renato Maniulit
9-601292 | 1998-04-13 | 980079 | Site Cleanup Completed (NFA) | PETE'S TEXACO | 99 KEAWE ST | Hilo | HI | 96720 | Janet Sherrer
9-601292 | 1998-04-13 | 980078 | Site Cleanup Completed (NFA) | PETE'S TEXACO | 99 KEAWE ST | Hilo | HI | 96720 | Janet Sherrer
9-103627 | 2001-04-30 | 000081 | Site Cleanup Completed (NFA) | ALERT ALARM, LLC | 99-1036 IWAENA ST | Aiea | HI | 96701 | Shumin Liu
9-201459 | 1995-01-25 | 910044 | Site Cleanup Completed (NFA) | HAWAIIAN CEMENT CONCRETE & AGGREGATES | 99-1100 HALAWA VALLEY ST | Aiea | HI | 96701 | Shunsheng Fu
9-201459 | 2007-12-12 | 070013 | Site Cleanup Completed (NFA) | HAWAIIAN CEMENT CONCRETE & AGGREGATES | 99-1100 HALAWA VALLEY ST | Aiea | HI | 96701 | Shunsheng Fu
9-201381 | 1998-01-29 | 980029 | Site Cleanup Completed (NFA) | DOTY EQUITIES, INC | 99-1269 IWAENA ST | Aiea | HI | 96701 | Jose Ruiz
9-201025 | 2013-08-08 | 090033 | Remedy Decision Pending (ongoing monitoring) | AIEA SHELL SERVICE | 99-170 MOANALUA RD | Aiea | HI | 96701 | Shaobin Li
9-201025 | 2013-08-08 | 080036 | Remedy Decision Pending (ongoing monitoring) | AIEA SHELL SERVICE | 99-170 MOANALUA RD | Aiea | HI | 96701 | Shaobin Li
9-201025 | 2013-08-08 | 090008 | Remedy Decision Pending (ongoing monitoring) | AIEA SHELL SERVICE | 99-170 MOANALUA RD | Aiea | HI | 96701 | Shaobin Li
9-201025 | 2013-08-08 | 070012 | Remedy Decision Pending (ongoing monitoring) | AIEA SHELL SERVICE | 99-170 MOANALUA RD | Aiea | HI | 96701 | Shaobin Li
9-202208 | 2015-01-30 | 140011 | Site Cleanup Completed (NFA) | TESORO 2Go 61032 (711) | 99-187 AIEA HEIGHTS DR | Aiea | HI | 96701 | Shaobin Li
9-200177 | 2001-06-04 | 000088 | Site Cleanup Completed (NFA) | CALIFORNIA & HAWAIIAN SUGAR CO. | 99-195 AIEA HEIGHTS DR | Aiea | HI | 96701 | Shaobin Li
9-200034 | 2013-03-27 | 030014 | Monitored Natural Attenuation | Mid Pac Petroleum LLC 2706474 | 99-236 MOANALUA RD | Aiea | HI | 96701 | Josh Nagashima
9-200034 | 2002-01-14 | 970136 | Site Cleanup Completed (NFA) | Mid Pac Petroleum LLC 2706474 | 99-236 MOANALUA RD | Aiea | HI | 96701 | Josh Nagashima
9-201241 | 2007-03-22 | 020039 | Site Cleanup Completed (NFA) | KURODA CHEVRON SERVICE STATION | 99-245 MOANALUA RD | Aiea | HI | 96701 | Richard Takaba
9-201241 | 1994-12-27 | 880015 | Site Cleanup Completed (NFA) | KURODA CHEVRON SERVICE STATION | 99-245 MOANALUA RD | Aiea | HI | 96701 | Richard Takaba
9-702561 | 2010-04-05 | 090012 | LUST Cleanup Initiated | M & H Service | 9935 KAUMUALII HWY | Waimea | HI | 96796 | Shaobin Li
9-702733 | 1998-09-29 | 930062 | Site Cleanup Completed (NFA) | DOWNIE'S UNOCAL 76 | 9949 WAIMEA RD | Waimea | HI | 96796 | Lene Ichinotsubo
9-601623 | 1997-05-28 | 970028 | Site Cleanup Completed (NFA) | HAWAII PETROLEUM DISTRIBUTION | 999 KALANIANAOLE AVE | Hilo | HI | 96720 | Lene Ichinotsubo
9-202153 | 2000-06-07 | 990204 | Site Cleanup Completed (NFA) | HALAWA MEDIUM SECURITY CORRECTIONAL FACILITY | 99-902 MOANALUA HWY | Aiea | HI | 96701 | Jose Ruiz
9-202399 | 2000-08-11 | 000091 | Site Cleanup Completed (NFA) | HALAWA HIGH SECURITY CORRECTIONAL FACILITY | 99-902 MOANALUA HWY | Aiea | HI | 96701 | Shaobin Li
9-202153 | 2000-06-07 | 880020 | Site Cleanup Completed (NFA) | HALAWA MEDIUM SECURITY CORRECTIONAL FACILITY | 99-902 MOANALUA HWY | Aiea | HI | 96701 | Jose Ruiz
9-200151 | 2007-06-07 | 990045 | Exposure Prevention Management Plan | C&CH HALAWA BUS FACILITY | 99-999 IWAENA ST | Aiea | HI | 96701 | Josh Nagashima
9-200151 | 2004-04-01 | 030020 | Site Cleanup Completed (NFA) | C&CH HALAWA BUS FACILITY | 99-999 IWAENA ST | Aiea | HI | 96701 | Josh Nagashima
9-200151 | 2007-06-07 | 030021 | Exposure Prevention Management Plan | C&CH HALAWA BUS FACILITY | 99-999 IWAENA ST | Aiea | HI | 96701 | Josh Nagashima
9-200151 | 2007-06-07 | 030024 | Exposure Prevention Management Plan | C&CH HALAWA BUS FACILITY | 99-999 IWAENA ST | Aiea | HI | 96701 | Josh Nagashima
9-200151 | 2007-06-07 | 980246 | Exposure Prevention Management Plan | C&CH HALAWA BUS FACILITY | 99-999 IWAENA ST | Aiea | HI | 96701 | Josh Nagashima
9-103297 | 1998-11-23 | 980008 | Site Cleanup Completed (NFA) | HICKAM AIR FORCE BASE | Abandoned Vehicle Parking Area near Bldg 3245 | Hickam Air Force Base | HI | 96853 | To DERA
9-103447 | 2001-05-25 | 990182 | Site Cleanup Completed (NFA) | HICKAM AIR FORCE BASE | ACROSS HAZARDOUS CARGO PARKING site st20, subsite f-727 TANK 727 | Hickam Air Force Base | HI | 96853 | To DERA
9-703101 | 1998-05-14 | 980068 | Site Cleanup Completed (NFA) | PAPAPAHOLAHOLA COMMUNICATION SIT | Address Unknown | Kalaheo | HI | 96741 | Jose Ruiz
9-202420 | 2000-11-17 | 010009 | Site Cleanup Completed (NFA) | KAPIOLANI BAKERY | AIEA SHOPPING CENTER | Aiea | HI | 96701 | Richard Takaba
9-601310 | 2001-06-27 | 990107 | Site Cleanup Completed (NFA) | KEAHOLE AIRPORT | AIRPORT MAINTENANCE BASEYARD P.O. BOX 1660 | Kailua-Kona | HI | 96745 | Jose Ruiz
9-601310 | 2001-06-27 | 990106 | Site Cleanup Completed (NFA) | KEAHOLE AIRPORT | AIRPORT MAINTENANCE BASEYARD P.O. BOX 1660 | Kailua-Kona | HI | 96745 | Jose Ruiz
9-102736 | 2006-04-21 | 930092 | Site Cleanup Completed (NFA) | DOLE PACKAGED FOODS CO. | ALA KAWA ST / WAREHOUSE 59 | Honolulu | HI | 96800 | Shunsheng Fu
9-501344 | 1999-08-23 | 990125 | Site Cleanup Completed (NFA) | Spreckelsville SPS | Alapaka Pl / Laulea Pl | Kahului | HI | 96732 | Richard Takaba
9-603532 | 1999-06-25 | 990206 | Site Cleanup Completed (NFA) | ALENAIO STREAM FLOOD CONTROL PROJECT | ALENAIO STREAM FLOOD CONTROL PROJECT | Hilo | HI | 96720 | Renato Maniulit
9-103859 | 2008-09-16 | 080025 | Site Cleanup Completed (NFA) | Red Hill Mauka Neighborhood | Aliamanu Military Reservation | Schofield Barracks | HI | 96857 | Josh Nagashima
9-600569 | 1999-05-25 | 990059 | Site Cleanup Completed (NFA) | HUEHUE RADIO SITE | ALONG HAWAII BELT RD, TURN MAUKA AT 29 MILE MARKER FROM KAMUELA N. HILO | Kailua-Kona | HI | 96740 | Eric Sadoyama
9-503742 | 2002-06-05 | 020022 | Site Cleanup Completed (NFA) | HAWAIIAN BITUMULS PAVING & PRECAST CO. | AMERON CAMP 10 QUARRY ROAD | Puunene | HI | 96784 | Shunsheng Fu
9-502711 | 2001-06-13 | 010010 | Site Cleanup Completed (NFA) | PAIA FACTORY | BALDWIN AVE | Paia | HI | 96779 | Jose Ruiz
9-203648 | 2007-04-17 | 010015 | Site Cleanup Completed (NFA) | HICKAM AIR FORCE BASE | BCE MAINTENANCE COMPLEX WORCHESTER AVENUE | Hickam Air Force Base | HI | 96853 | Darren Park
9-201009 | 2001-01-30 | 000078 | Site Cleanup Completed (NFA) | NAVCAMS EASTPAC - OPANA | BLDG 1 TANK 1 | Kahuku | HI | 96731 | Jose Ruiz
9-103541 | 2001-05-25 | 990221 | Site Cleanup Completed (NFA) | HICKAM AIR FORCE BASE | BLDG 1001 TANK 1001 | Hickam Air Force Base | HI | 96853 | To DERA
9-203379 | 1999-08-25 | 980126 | Site Cleanup Completed (NFA) | WHEELER AAF | BLDG 1003 TANK 1003-1 | Wheeler Army Airfield | HI | 96854 | Eric Sadoyama
9-602946 | 1999-03-23 | 940154 | Site Cleanup Completed (NFA) | KILAUEA MILITARY CAMP | BLDG 101 | Kilauea Military Camp | HI | 96718 | Jeffrey Ung
9-102052 | 2009-07-15 | 090023 | Site Cleanup Completed (NFA) | HICKAM AIR FORCE BASE | BLDG 1037 (1035) Military Gas Station | Hickam Air Force Base | HI | 96853 | Darren Park
9-102052 | 2009-06-17 | 920131 | Site Cleanup Completed (NFA) | HICKAM AIR FORCE BASE | BLDG 1037 (1035) Military Gas Station | Hickam Air Force Base | HI | 96853 | Darren Park
9-102942 | 1996-10-08 | 940138 | Site Cleanup Completed (NFA) | WHEELER ARMY AIR FIELD | BLDG 104 TANK 104-1 | Wheeler Army Airfield | HI | 96854 | Jose Ruiz
9-102574 | 2006-10-16 | 050015 | Site Cleanup Completed (NFA) | HICKAM AIR FORCE BASE | BLDG 1045 B ST - MAINTENANCE SHOP | Hickam Air Force Base | HI | 96853 | To HEER
9-102098 | 1999-12-06 | 000017 | Site Cleanup Completed (NFA) | USMC - MARINE BASE CORPS HAWAII | BLDG 105 TANK KB9 | Kaneohe Marine Corps Base | HI | 96863 | Richard Takaba
9-103577 | 2005-08-12 | 040008 | Site Cleanup Completed (NFA) | HICKAM AIR FORCE BASE | BLDG 1050 | Hickam Air Force Base | HI | 96853 | Chad Pritchard
9-202015 | 2002-10-21 | 970093 | Site Cleanup Completed (NFA) | SCHOFIELD BARRACKS | BLDG 1054 TANK 1054-1 1054-2 | Schofield Barracks | HI | 96857 | Jose Ruiz
9-202015 | 2001-06-07 | 920055 | Site Cleanup Completed (NFA) | SCHOFIELD BARRACKS | BLDG 1054 TANK 1054-1 1054-2 | Schofield Barracks | HI | 96857 | Jose Ruiz
9-202310 | 1997-10-01 | 950134 | Site Cleanup Completed (NFA) | NAV. COMMUN. AREA MASTER STATION EASTERN PACIFIC | BLDG 106, TANK 3, 4 AND 34 SAIPAN DR | Wahiawa | HI | 96786 | Jose Ruiz
9-102762 | 2002-03-21 | 980081 | Site Cleanup Completed (NFA) | SCHOFIELD BARRACKS - FUELING FACILITY | BLDG 1062-1, 1063-1, 1064-1 | Schofield Barracks | HI | 96857 | Shunsheng Fu
9-102762 | 2002-04-04 | 940018 | Site Cleanup Completed (NFA) | SCHOFIELD BARRACKS - FUELING FACILITY | BLDG 1062-1, 1063-1, 1064-1 | Schofield Barracks | HI | 96857 | Shunsheng Fu
9-102839 | 1998-11-18 | 970033 | Site Cleanup Completed (NFA) | SCHOFIELD BARRACKS | BLDG 1068 | Schofield Barracks | HI | 96857 | Jose Ruiz
9-103512 | 2000-04-19 | 000068 | Site Cleanup Completed (NFA) | FORT DERUSSY MILITARY RESERVATION | BLDG 107 AND 108 | Honolulu | HI | 96815 | To DERA
9-103159 | 1998-09-25 | 980090 | Site Cleanup Completed (NFA) | Schofield Barracks | Bldg 1072 | Schofield Barracks | HI | 96857 | Richard Takaba
9-103159 | 2002-03-19 | 970032 | Site Cleanup Completed (NFA) | Schofield Barracks | Bldg 1072 | Schofield Barracks | HI | 96857 | Richard Takaba
9-102943 | 2010-02-16 | 940139 | Site Cleanup Completed (NFA) | WHEELER ARMY AIR FIELD | BLDG 108 TANK 108-2 108-1 | Wheeler Army Airfield | HI | 96854 | Josh Nagashima
9-202046 | 2009-09-23 | 970007 | Site Assessment Completed (delineated) | SCHOFIELD BARRACKS | BLDG 1080 | Schofield Barracks | HI | 96857 | Shaobin Li
9-202010 | 1994-05-26 | 920023 | Site Cleanup Completed (NFA) | HELEMANO MILITARY RESERVATION | BLDG 109 | Schofield Barracks | HI | 96786 | Roger Brewer
9-102119 | 2000-01-13 | 000021 | Site Cleanup Completed (NFA) | USMC - KMCAS | BLDG 1091, TANKS KB45, KB46, KB47 & KB48 | Kaneohe Marine Corps Base | HI | 96863 | Shaobin Li
9-103329 | 1998-12-30 | 980005 | Site Cleanup Completed (NFA) | HICKAM AIR FORCE BASE | BLDG 1093 ON CARGO PIER | Hickam Air Force Base | HI | 96853 | To DERA
9-101003 | 1999-10-05 | 970067 | Site Cleanup Completed (NFA) | WHEELER ARMY AIR FIELD | BLDG 1104 | Wheeler Army Airfield | HI | 96854 | Shaobin Li
9-101003 | 1999-10-08 | 990103 | Site Cleanup Completed (NFA) | WHEELER ARMY AIR FIELD | BLDG 1104 | Wheeler Army Airfield | HI | 96854 | Shaobin Li
9-102004 | 2004-02-20 | 000061 | Site Cleanup Completed (NFA) | WHEELER AIR FORCE BASE | BLDG 1105 TANK 1105-1 | Wheeler Army Airfield | HI | 96854 | Shunsheng Fu
9-101004 | 1998-11-23 | 940123 | Site Cleanup Completed (NFA) | WHEELER ARMY AIR FIELD | BLDG 1112 | Wheeler Army Airfield | HI | 96854 | Jeffrey Ung
9-101504 | 1999-02-11 | 920056 | Site Cleanup Completed (NFA) | TRIPLER ARMY MEDICAL CENTER | BLDG 113 TANK R-113-1 | Tripler Army Medical Center | HI | 96859 | Jeffrey Ung
9-202550 | 1997-08-28 | 920083 | Site Cleanup Completed (NFA) | TRIPLER ARMY MEDICAL CENTER | BLDG 113 TANKS R-113-2 & R-113-3 | Tripler Army Medical Center | HI | 96859 | Jose Ruiz
9-103714 | 2005-12-22 | 060031 | Site Cleanup Completed (NFA) | TRIPLER ARMY MEDICAL CENTER | BLDG 114 TANK 114-1 | Tripler Army Medical Center | HI | 96859 | To HEER
9-102234 | 2014-03-24 | 110006 | Site Cleanup Completed (NFA) | NAVAL AIR STATION - BARBERS POINT | BLDG 117 TANK BP24, BP25 | Barbers Point Naval Air Station | HI | 96862 | Thu Perry
9-102120 | 2004-03-22 | 990234 | Site Cleanup Completed (NFA) | USMC - KMCAS | BLDG 1172 TANK KB49 | Kaneohe Marine Corps Base | HI | 96863 | Richard Takaba
9-102121 | 2000-11-01 | 000098 | Site Cleanup Completed (NFA) | USMC - KMCAS | BLDG 1178 KB50, KB51, KB52 AND KB 98 | Kaneohe Marine Corps Base | HI | 96863 | Randall Heu
9-102121 | 1997-10-20 | 950068 | Site Cleanup Completed (NFA) | USMC - KMCAS | BLDG 1178 KB50, KB51, KB52 AND KB 98 | Kaneohe Marine Corps Base | HI | 96863 | Randall Heu
9-202016 | 1994-05-26 | 920054 | Site Cleanup Completed (NFA) | SCHOFIELD BARRACKS | BLDG 1180 | Schofield Barracks | HI | 96857 | Roger Brewer
9-102122 | 2000-01-12 | 000018 | Site Cleanup Completed (NFA) | USMC - KMCAS | BLDG 1182, TANK KB53 | Kaneohe Marine Corps Base | HI | 96863 | Shaobin Li
9-102123 | 2011-11-07 | 950072 | Monitored Natural Attenuation | USMC - KMCAS | BLDG 1184, TANKS KB54 & KB55 | Kaneohe Marine Corps Base | HI | 96863 | Shaobin Li
9-102301 | 2009-06-02 | 930042 | Site Cleanup Completed with EHMP | NAVAL SUBMARINE BASE aka Nex gas stn aka BEQ quarters | BLDG 1206 or bldg 8 TANK 15, 16, 17, 18, 19, 30 | Pearl Harbor | HI | 96860 | To DERA
9-102126 | 1999-10-20 | 950059 | Site Cleanup Completed (NFA) | USMC - KMCAS | BLDG 1281 TANK KB58 KB59 | Kaneohe Marine Corps Base | HI | 96863 | Jeffrey Ung
9-102128 | 1998-03-11 | 920116 | Site Cleanup Completed (NFA) | USMC - KMCAS | BLDG 1282 KB62 | Kaneohe Marine Corps Base | HI | 96863 | Jeffrey Ung
9-102130 | 2005-08-12 | 010038 | Site Cleanup Completed (NFA) | USMC - KMCAS | BLDG 1284 TANK 65 | Kaneohe Marine Corps Base | HI | 96863 | Chad Pritchard
9-102131 | 1997-07-31 | 900031 | Site Cleanup Completed (NFA) | USMC - KMCAS | BLDG 1285 | Kaneohe Marine Corps Base | HI | 96863 | David Hodges
9-102132 | 2001-08-15 | 010039 | Site Cleanup Completed (NFA) | USMC - KMCAS | BLDG 1307 TANK 67 | Kaneohe Marine Corps Base | HI | 96863 | Shaobin Li
9-102101 | 1999-11-26 | 000022 | Site Cleanup Completed (NFA) | USMC - KMCAS | BLDG 132 TANK KB13, KB14, KB15 | Kaneohe Marine Corps Base | HI | 96863 | Jeffrey Ung
9-102302 | 2015-09-10 | 140022 | Site Cleanup Completed (NFA) | NAVAL SUBMARINE BASE | BLDG 1322, TANK 20 AND 34 SUBASE AUTO SERVICE CENTER | Pearl Harbor | HI | 96860 | Josh Nagashima
9-102336 | 2009-06-02 | 920088 | Site Cleanup Completed with EHMP | NAVY PUBLIC WORKS CENTER | BLDG 1326 TANK 24, 25, 26, 27 | Pearl Harbor | HI | 96860 | Deena Kam
9-102303 | 2001-04-16 | 940029 | Site Cleanup Completed (NFA) | NAVAL SUBMARINE BASE | BLDG 1334, TANK 21 / SUBASE AUTO SERVICE CENTER | Pearl Harbor | HI | 96860 | Shumin Liu
9-102304 | 2001-04-16 | 940030 | Site Cleanup Completed (NFA) | NAVAL SUBMARINE BASE | BLDG 1335, TANK 22 / SUBASE AUTO SERVICE CENTER | Pearl Harbor | HI | 96860 | Shumin Liu
9-102133 | 2002-07-10 | 010001 | Site Cleanup Completed (NFA) | USMC - KMCAS | BLDG 1361, TANKS KB68 & KB69 | Kaneohe Marine Corps Base | HI | 96863 | Richard Takaba
9-102305 | 2001-04-23 | 940031 | Site Cleanup Completed (NFA) | NAVAL SUBMARINE BASE | BLDG 1368, TANK 23 SUBASE AUTO SERVICE CENTER | Pearl Harbor | HI | 96860 | Shumin Liu
9-102014 | 2006-10-02 | 000074 | Site Cleanup Completed (NFA) | TRIPLER ARMY MEDICAL CENTER, Central Plant | BLDG 137 1 Jarret White Rd. | Tripler Army Medical Center | HI | 96859 | Darren Park
9-102014 | 2002-12-03 | 010002 | Site Cleanup Completed (NFA) | TRIPLER ARMY MEDICAL CENTER, Central Plant | BLDG 137 1 Jarret White Rd. | Tripler Army Medical Center | HI | 96859 | Darren Park
9-102014 | 2004-02-20 | 000095 | Site Cleanup Completed (NFA) | TRIPLER ARMY MEDICAL CENTER, Central Plant | BLDG 137 1 Jarret White Rd. | Tripler Army Medical Center | HI | 96859 | Darren Park
9-103170 | 2002-12-11 | 030011 | Site Cleanup Completed (NFA) | NAVAL STATION - PEARL HARBOR | BLDG 1377 TANK 86 | Pearl Harbor | HI | 96860 | John Peard
9-101505 | 1999-11-29 | 940119 | Site Cleanup Completed (NFA) | TRIPLER ARMY MEDICAL CENTER | BLDG 144\145 | Honolulu | HI | 96819 | Josh Nagashima
9-101505 | 2012-12-21 | 990036 | Site Cleanup Completed with EHMP | TRIPLER ARMY MEDICAL CENTER | BLDG 144\145 | Honolulu | HI | 96819 | Josh Nagashima
9-101947 | 1998-04-23 | 960018 | Site Cleanup Completed (NFA) | PEARL HARBOR NAVAL SHIPYARD | BLDG 1443, TANK 4 | Pearl Harbor | HI | 96860 | Steven Okoji
9-101950 | 2013-09-13 | 960019 | Site Cleanup Completed (NFA) | PEARL HARBOR NAVAL SHIPYARD | BLDG 1443, TANK 7 | Pearl Harbor | HI | 96860 | Josh Nagashima
9-103012 | 1997-02-20 | 950109 | Site Cleanup Completed (NFA) | WHEELER ARMY AIRFIELD | BLDG 150 | Wheeler Army Airfield | HI | 96854 | Janet Sherrer
9-101095 | 1999-09-27 | 980167 | Site Cleanup Completed (NFA) | NAVAL STATION - PEARL HARBOR | BLDG 150 TANK 1, 2 | Pearl Harbor | HI | 96860 | Renato Maniulit
9-103303 | 2015-01-20 | 150011 | Confirmed Release | WHEELER ARMY AIR FIELD | BLDG 1504 | Schofield Barracks | HI | 96857 | Shunsheng Fu
9-103014 | 1997-03-14 | 970005 | Site Cleanup Completed (NFA) | WHEELER ARMY AIRFIELD | BLDG 1509 AIRDOME RD | Wheeler Army Airfield | HI | 96854 | Janet Sherrer
9-101514 | 1997-09-24 | 960042 | Case Transferred to HEER (DERA) | FORT SHAFTER | BLDG 1527, 1528 TANK 1527-1, 1527-2, 1527-3, 1528-1, 1528-2, 1528-3 | Fort Shafter | HI | 96858 | To DERA
9-101514 | 1997-09-24 | 900045 | Case Transferred to HEER (DERA) | FORT SHAFTER | BLDG 1527, 1528 TANK 1527-1, 1527-2, 1527-3, 1528-1, 1528-2, 1528-3 | Fort Shafter | HI | 96858 | To DERA
9-101514 | 1997-09-24 | 970073 | Case Transferred to HEER (DERA) | FORT SHAFTER | BLDG 1527, 1528 TANK 1527-1, 1527-2, 1527-3, 1528-1, 1528-2, 1528-3 | Fort Shafter | HI | 96858 | To DERA
9-101956 | 2013-09-13 | 960021 | Site Cleanup Completed (NFA) | PEARL HARBOR NAVAL SHIPYARD | BLDG 155, TANK 14, 15 | Pearl Harbor | HI | 96860 | Josh Nagashima
9-101002 | 1997-03-14 | 940122 | Site Cleanup Completed (NFA) | WHEELER AIR FORCE BASE | BLDG 1578 TANK 1578-1 | Wheeler Army Airfield | HI | 96854 | Janet Sherrer
9-202421 | 1999-10-08 | 940145 | Site Cleanup Completed (NFA) | SCHOFIELD BARRACKS | BLDG 158 / QUAD B | Schofield Barracks | HI | 96857 | Richard Takaba
9-202421 | 2001-11-09 | 000057 | Site Cleanup Completed (NFA) | SCHOFIELD BARRACKS | BLDG 158 / QUAD B | Schofield Barracks | HI | 96857 | Richard Takaba
9-102306 | 2002-02-15 | 920167 | Site Cleanup Completed (NFA) | NAVAL SUBMARINE BASE | BLDG 1588, TANK 24 SUBASE AUTO SERVICE CTR | Pearl Harbor | HI | 96860 | Jose Ruiz
9-203371 | 1999-05-06 | 980157 | Site Cleanup Completed (NFA) | NAVAL STATION - PEARL HARBOR - MAKALAPA CRATER | BLDG 16, TANK 101 | Pearl Harbor | HI | 96860 | Renato Maniulit
9-102842 | 2002-03-08 | 970026 | Site Cleanup Completed (NFA) | SCHOFIELD BARRACKS | BLDG 1604 | Schofield Barracks | HI | 96857 | Shaobin Li
9-102842 | 2002-02-15 | 980114 | Site Cleanup Completed (NFA) | SCHOFIELD BARRACKS | BLDG 1604 | Schofield Barracks | HI | 96857 | Shaobin Li
9-101513 | 2002-09-11 | 970024 | Site Cleanup Completed (NFA) | FORT SHAFTER | BLDG 1605 , TANK 1605 A-2 AND 1605 A-1 | Fort Shafter | HI | 96858 | Shaobin Li
9-101513 | 1994-07-22 | 920051 | Site Cleanup Completed (NFA) | FORT SHAFTER | BLDG 1605 , TANK 1605 A-2 AND 1605 A-1 | Fort Shafter | HI | 96858 | Shaobin Li
9-102843 | 2002-04-04 | 970031 | Site Cleanup Completed (NFA) | U.S. ARMY MAINTENANCE FACILITY -SCHOFIELD BARRACKS | BLDG 1607 & 1608 TANK 1607-1, 1608-1 | Schofield Barracks | HI | 96857 | Shaobin Li
9-102557 | 1996-07-22 | 920092 | Site Cleanup Completed (NFA) | SCHOFIELD BARRACKS | BLDG 1609 | Schofield Barracks | HI | 96857 | Shaobin Li
9-102557 | 1999-10-08 | 980110 | Site Cleanup Completed (NFA) | SCHOFIELD BARRACKS | BLDG 1609 | Schofield Barracks | HI | 96857 | Shaobin Li
9-102923 | 2001-11-05 | 000059 | Site Cleanup Completed (NFA) | SCHOFIELD BARRACKS | BLDG 1624 | Schofield Barracks | HI | 96857 | Mark Sutterfield
9-103203 | 1999-08-21 | 980117 | Site Cleanup Completed (NFA) | SCHOFIELD BARRACKS | BLDG 1628, TANK 1628-1 | Schofield Barracks | HI | 96857 | Jose Ruiz
9-102307 | 2001-04-23 | 940032 | Site Cleanup Completed (NFA) | NAVAL SUBMARINE BASE | BLDG 1628, TANK 26 / SUBASE AUTO SERVICE CENTER | Pearl Harbor | HI | 96860 | Shumin Liu
9-102674 | 2006-04-26 | 060007 | Site Cleanup Completed (NFA) | NAVY PUBLIC WORKS CENTER | BLDG 1649 TANK 100 | Pearl Harbor | HI | 96860 | Shunsheng Fu
9-102138 | 1999-11-22 | 000027 | Site Cleanup Completed (NFA) | USMC - KMCAS | BLDG 1661 KB74 | Kaneohe Marine Corps Base | HI | 96863 | Renato Maniulit
9-102139 | 2009-05-21 | 980082 | 2 Year pre-NFA monitoring | USMC - KMCAS | BLDG 1667, TANKS KB75, KB76, KB77, KB78 & KB79 | Kaneohe Marine Corps Base | HI | 96863 | Shunsheng Fu
9-102139 | 1999-12-02 | 000039 | Site Cleanup Completed (NFA) | USMC - KMCAS | BLDG 1667, TANKS KB75, KB76, KB77, KB78 & KB79 | Kaneohe Marine Corps Base | HI | 96863 | Shunsheng Fu
9-103210 | 1999-11-22 | 000033 | Site Cleanup Completed (NFA) | USMC - KANEOHE MARINE COPRS BASE | BLDG 1669, TANK KB97 | Kaneohe Marine Corps Base | HI | 96863 | Renato Maniulit
9-101958 | 1997-06-01 | 960036 | Site Cleanup Completed (NFA) | PEARL HARBOR NAVAL SHIPYARD | BLDG 167, TANK 17 | Pearl Harbor | HI | 96860 | Jeffrey Ung
9-102844 | 1997-10-31 | 970109 | Site Cleanup Completed (NFA) | U.S. ARMY VEHICLE MAINT. FACILIT | BLDG 1670 | Schofield Barracks | HI | 96857 | Jose Ruiz
9-102845 | 1999-08-26 | 990088 | Site Cleanup Completed (NFA) | SCHOFIELD BARRACKS | BLDG 1674 | Schofield Barracks | HI | 96857 | Jose Ruiz
9-102845 | 1999-08-26 | 980094 | Site Cleanup Completed (NFA) | SCHOFIELD BARRACKS | BLDG 1674 | Schofield Barracks | HI | 96857 | Jose Ruiz
9-102845 | 2001-11-08 | 000058 | Site Cleanup Completed (NFA) | SCHOFIELD BARRACKS | BLDG 1674 | Schofield Barracks | HI | 96857 | Jose Ruiz
9-102845 | 1999-08-26 | 980209 | Site Cleanup Completed (NFA) | SCHOFIELD BARRACKS | BLDG 1674 | Schofield Barracks | HI | 96857 | Jose Ruiz
9-102142 | 1999-11-22 | 000028 | Site Cleanup Completed (NFA) | USMC - KMCAS | BLDG 1696 TANK KB82 | Kaneohe Marine Corps Base | HI | 96863 | Renato Maniulit
9-202784 | 2001-01-04 | 990245 | Site Cleanup Completed (NFA) | CAMP H.M. SMITH | BLDG 17 TANK 22, 23 | Camp H. M. Smith | HI | 96861 | Jeffrey Ung
9-102093 | 1999-12-09 | 950069 | Site Cleanup Completed (NFA) | USMC - KMCAS | BLDG 171, TANK KB2, KB3, KB4, KB5 | Kaneohe Marine Corps Base | HI | 96863 | Jose Ruiz
9-103568 | 2001-05-25 | 000036 | Site Cleanup Completed (NFA) | HICKAM AIR FORCE BASE | BLDG 1720 TANK 1720A, 1720B, 1720C, 1720D, 1720E, 1720F | Hickam Air Force Base | HI | 96853 | To DERA
9-100055 | 2012-10-24 | 070031 | Site Cleanup Completed (NFA) | NAVAL SUBMARINE BASE | BLDG 1724 17 STORY HI-RISE / TANK 29 PIERCE/SHANE ST | Pearl Harbor | HI | 96860 | Josh Nagashima
9-101691 | 2008-01-22 | 970012 | Site Cleanup Completed with EHMP | NAVAL AIR STATION - BARBERS POINT | Bldg 173 TANK BP27, BP27A, BP 28 | Barbers Point Naval Air Station | HI | 96862 | Shunsheng Fu
9-103822 | 2007-01-12 | 070004 | Site Cleanup Completed (NFA) | NAVAL AIR STATION - BARBERS POINT | Bldg 174 TANK BP29, BP30, BP31, BP32, BP33, BP34, BP35, BP36, BP37, BP38, BP39, BP40 | Barbers Point Naval Air Station | HI | 96862 | Shunsheng Fu
9-103360 | 2007-07-19 | 070026 | Case Transferred to HEER (DERA) | AAFES GAS STATION | BLDG 1760 | Hickam Air Force Base | HI | 96853 | To DERA
9-200998 | 2011-06-27 | 920018 | Site Cleanup Completed (NFA) | NAVAL AIR STATION - BARBERS POINT | BLDG 1769 TANK BP68, BP69, BP70 | Barbers Point Naval Air Station | HI | 96862 | To DERA
9-103021 | 2009-03-13 | 090009 | Site Cleanup Completed (NFA) | NAVAL INTERMEDIATE MAINTENANCE FACILITY | BLDG 1770 TANK 1 | Pearl Harbor | HI | 96860 | Josh Nagashima
9-103337 | 2001-10-26 | 990048 | Site Cleanup Completed (NFA) | NAVAL AIR STATION BARBERS POINT | BLDG 1772 TANK BP97 | Barbers Point Naval Air Station | HI | 96862 | Mark Sutterfield
9-102325 | 1996-04-04 | 920019 | Site Cleanup Completed (NFA) | NAVAL MED. CLINIC, PH | BLDG 1829, TANK 3 (BP62) | Pearl Harbor | HI | 96860 | Jose Ruiz
9-103343 | 1999-12-03 | 000042 | Site Cleanup Completed (NFA) | USMC - MARINE CORPS BASE HAWAII | BLDG 184 AND 185 TANK KB 184 | Kaneohe Marine Corps Base | HI | 96863 | Renato Maniulit
9-102375 | 2002-02-08 | 930072 | Site Cleanup Completed (NFA) | NAVAL STATION - PEARL HARBOR | BLDG 186 aka Bldg 1752 TANK 7, 8 | Pearl Harbor | HI | 96860 | Mark Sutterfield
9-103175 | 2001-10-15 | 010058 | Site Cleanup Completed (NFA) | NAVAL AIR STATION BARBERS POINT | BLDG 1866 TANK BP94 | Pearl Harbor | HI | 96860 | Shumin Liu
9-201049 | 2002-02-08 | 000009 | Site Cleanup Completed (NFA) | KAENA Point SATELLITE TRACKING Stn | BLDG 19 | Waianae | HI | 96792 | Mark Sutterfield
9-102881 | 2000-11-14 | 980060 | Site Cleanup Completed (NFA) | HAWAII AIR NATIONAL GUARD 297 ATCF | BLDG 1923 TANK 1923-1 1923-2 1923-3 (aka bp84 bp 85) SARATOGA RD | Barbers Point Naval Air Station | HI | 96862 | Shaobin Li
9-102881 | 2000-10-09 | 980059 | Site Cleanup Completed (NFA) | HAWAII AIR NATIONAL GUARD 297 ATCF | BLDG 1923 TANK 1923-1 1923-2 1923-3 (aka bp84 bp 85) SARATOGA RD | Barbers Point Naval Air Station | HI | 96862 | Shaobin Li
9-102881 | 2000-11-11 | 980091 | Site Cleanup Completed (NFA) | HAWAII AIR NATIONAL GUARD 297 ATCF | BLDG 1923 TANK 1923-1 1923-2 1923-3 (aka bp84 bp 85) SARATOGA RD | Barbers Point Naval Air Station | HI | 96862 | Shaobin Li
9-102881 | 2000-10-04 | 980056 | Site Cleanup Completed (NFA) | HAWAII AIR NATIONAL GUARD 297 ATCF | BLDG 1923 TANK 1923-1 1923-2 1923-3 (aka bp84 bp 85) SARATOGA RD | Barbers Point Naval Air Station | HI | 96862 | Shaobin Li
9-102001 | 2010-08-24 | 070005 | Monitored Natural Attenuation | NEX Touch N Go Gas Station | Bldg 1928 TANK 81, 82, 83 Saratoga Road | Kapolei | HI | 96707 | Shaobin Li
9-102001 | 2015-01-28 | 130008 | Soil Vapor Sampling | NEX Touch N Go Gas Station | Bldg 1928 TANK 81, 82, 83 Saratoga Road | Kapolei | HI | 96707 | Shaobin Li
9-102001 | 2010-08-24 | 940200 | Monitored Natural Attenuation | NEX Touch N Go Gas Station | Bldg 1928 TANK 81, 82, 83 Saratoga Road | Kapolei | HI | 96707 | Shaobin Li
9-102086 | 2007-12-07 | 920026 | Site Cleanup Completed (NFA) | CAMP H.M. SMITH | BLDG 20 TANK CS-9 | Camp H. M. Smith | HI | 96861 | Darren Park
9-102068 | 2011-01-06 | 000012 | Site Cleanup Completed (NFA) | HICKAM AIR FORCE BASE | BLDG 2003 AND FORMER BLDG 2004 | Hickam Air Force Base | HI | 96853 | Josh Nagashima
9-102068 | 2005-11-06 | 100028 | Site Cleanup Completed (NFA) | HICKAM AIR FORCE BASE | BLDG 2003 AND FORMER BLDG 2004 | Hickam Air Force Base | HI | 96853 | Josh Nagashima
9-101419 | 2002-03-12 | 990030 | Site Cleanup Completed (NFA) | HICKAM AIR FORCE BASE - HANGER 17 | BLDG 2030 HANGER AVE | Hickam Air Force Base | HI | 96853 | Jose Ruiz
9-103287 | 2005-06-22 | 970127 | Site Cleanup Completed (NFA) | PHOTO LABORATORY | BLDG 2045 | Hickam Air Force Base | HI | 96853 | Haven Westerman
9-103544 | 2010-09-20 | 990224 | Site Cleanup Completed (NFA) | HICKAM AIR FORCE BASE | BLDG 2050 TANK 2050B | Hickam Air Force Base | HI | 96853 | To DERA
9-102103 | 2008-10-08 | 000020 | Site Cleanup Completed with EHE/EHMP | USMC - KMCAS | BLDG 207 tank 17, 18, 19 | Kaneohe Marine Corps Base | HI | 96863 | Shaobin Li
9-102058 | 2000-06-15 | 990058 | Active Remediation | HICKAM AIR FORCE BASE | BLDG 2072 AAFES Gas Station | Hickam Air Force Base | HI | 96853 | Richard Takaba
9-102058 | 2000-06-15 | 980036 | Active Remediation | HICKAM AIR FORCE BASE | BLDG 2072 AAFES Gas Station | Hickam Air Force Base | HI | 96853 | Richard Takaba
9-102058 | 2000-06-15 | 980050 | Active Remediation | HICKAM AIR FORCE BASE | BLDG 2072 AAFES Gas Station | Hickam Air Force Base | HI | 96853 | Richard Takaba
9-102058 | 2000-06-15 | 960026 | Active Remediation | HICKAM AIR FORCE BASE | BLDG 2072 AAFES Gas Station | Hickam Air Force Base | HI | 96853 | Richard Takaba
9-103145 | 2001-05-08 | 990028 | Site Cleanup Completed (NFA) | HICKAM AIR FORCE BASE | BLDG 2073 HANGAR AVE | Hickam Air Force Base | HI | 96853 | Richard Takaba
9-102922 | 1999-08-26 | 940128 | Site Cleanup Completed (NFA) | WHEELER ARMY AIRFIELD | BLDG 208 | Wheeler Army Airfield | HI | 96854 | Jeffrey Ung
9-103402 | 1999-10-11 | 980208 | Site Cleanup Completed (NFA) | SCHOFIELD BARRACKS | BLDG 2127 GOLF COURSE | Schofield Barracks | HI | 96857 | Jeffrey Ung
9-202017 | 1999-11-04 | 980120 | Site Cleanup Completed (NFA) | SCHOFIELD BARRACKS | BLDG 2138 TANK 6, 2138H-1 | Schofield Barracks | HI | 96857 | Richard Takaba
9-202017 | 2001-06-19 | 920053 | Site Cleanup Completed (NFA) | SCHOFIELD BARRACKS | BLDG 2138 TANK 6, 2138H-1 | Schofield Barracks | HI | 96857 | Richard Takaba
9-101946 | 1998-04-23 | 960017 | Site Cleanup Completed (NFA) | PEARL HARBOR NAVAL SHIPYARD | BLDG 214 A, TANK 3 | Pearl Harbor | HI | 96860 | Steven Okoji
9-103445 | 1999-11-17 | 990174 | Site Cleanup Completed (NFA) | PEARL HARBOR NAVAL SHIPYARD & INTERMEDIATE MAINTENANCE | BLDG 215 TANK 33 | Pearl Harbor | HI | 96860 | David Hodges
9-101945 | 2013-09-13 | 960016 | Site Cleanup Completed (NFA) | PEARL HARBOR NAVAL SHIPYARD | BLDG 215, TANK 2 | Pearl Harbor | HI | 96860 | Josh Nagashima
9-102053 | 2009-02-04 | 970123 | Site Cleanup Completed (NFA) | HICKAM AIR FORCE BASE | BLDG 2156 | Hickam Air Force Base | HI | 96853 | Richard Takaba
9-100003 | 2003-05-16 | 970020 | Site Cleanup Completed (NFA) | NAVAL STATION - PEARL HARBOR | BLDG 216 TANK 71, 72A, 72b | Pearl Harbor | HI | 96860 | Richard Takaba
9-102054 | 2001-12-03 | 920058 | Site Cleanup Completed (NFA) | HICKAM AIR FORCE BASE - FUEL AREA 11 | BLDG 2170 | Hickam Air Force Base | HI | 96853 | Josh Nagashima
9-102054 | 2008-10-08 | 080050 | Site Cleanup Completed (NFA) | HICKAM AIR FORCE BASE - FUEL AREA 11 | BLDG 2170 | Hickam Air Force Base | HI | 96853 | Josh Nagashima
9-102055 | 1999-08-11 | 990029 | Site Cleanup Completed (NFA) | HICKAM AIR FORCE BASE | BLDG 2173 (fuel area 5) | Hickam Air Force Base | HI | 96853 | Richard Takaba
9-102055 | 2011-08-10 | 100012 | Site Cleanup Completed with EHMP | HICKAM AIR FORCE BASE | BLDG 2173 (fuel area 5) | Hickam Air Force Base | HI | 96853 | Richard Takaba
9-102077 | 1999-08-02 | 980132 | Site Cleanup Completed (NFA) | WHEELER ARMY AIRFIELD | BLDG 218 | Wheeler Army Airfield | HI | 96854 | Jeffrey Ung
9-102077 | 1999-08-02 | 980124 | Site Cleanup Completed (NFA) | WHEELER ARMY AIRFIELD | BLDG 218 | Wheeler Army Airfield | HI | 96854 | Jeffrey Ung
9-102077 | 1999-08-02 | 980129 | Site Cleanup Completed (NFA) | WHEELER ARMY AIRFIELD | BLDG 218 | Wheeler Army Airfield | HI | 96854 | Jeffrey Ung
9-102077 | 1999-08-02 | 980123 | Site Cleanup Completed (NFA) | WHEELER ARMY AIRFIELD | BLDG 218 | Wheeler Army Airfield | HI | 96854 | Jeffrey Ung
9-103192 | 2008-08-08 | 030032 | Site Cleanup Completed (NFA) | NAVSTA - Marine Barracks | BLDG 225 TANKS 13, 14 | Pearl Harbor | HI | 96860 | Darren Park
9-103821 | 2011-02-24 | 070007 | Case Transferred to HEER (regulated) | FISC | Bldg 229 HAZMAT Facility | Pearl Harbor | HI | 96860 | To Heer
9-102076 | 1998-09-24 | 970029 | Site Cleanup Completed (NFA) | WHEELER ARMY AIR FIELD | BLDG 235 | Wheeler Army Airfield | HI | 96854 | Richard Takaba
9-102076 | 2000-07-26 | 980046 | Site Cleanup Completed (NFA) | WHEELER ARMY AIR FIELD | BLDG 235 | Wheeler Army Airfield | HI | 96854 | Richard Takaba
9-103110 | 1998-02-05 | 950135 | Site Cleanup Completed (NFA) | NAV. COMMUN. AREA MASTER STATION EASTERN PACIFIC | bldg 236 TANK 27 | Schofield Barracks | HI | 96786 | Jose Ruiz
9-202039 | 2002-10-21 | 970030 | Site Cleanup Completed (NFA) | SCHOFIELD BARRACKS | BLDG 2402 | Schofield Barracks | HI | 96857 | Jose Ruiz
9-202038 | 2001-11-08 | 980116 | Site Cleanup Completed (NFA) | U. S. ARMY SCHOFIELD BARRACKS | BLDG 2405 / MOTOR REPAIR SHOP | Schofield Barracks | HI | 96857 | Jose Ruiz
9-202033 | 1996-07-22 | 920151 | Site Cleanup Completed (NFA) | SCHOFIELD BARRACKS | BLDG 2422 MOTOR REPAIR SHOP Lyman Road | Schofield Barracks | HI | 96857 | Shaobin Li
9-202033 | 2002-05-20 | 980112 | Site Cleanup Completed (NFA) | SCHOFIELD BARRACKS | BLDG 2422 MOTOR REPAIR SHOP Lyman Road | Schofield Barracks | HI | 96857 | Shaobin Li
9-202037 | 1999-08-25 | 990089 | Site Cleanup Completed (NFA) | SCHOFIELD BARRACKS | BLDG 2425 | Schofield Barracks | HI | 96857 | Eric Sadoyama
9-202035 | 1999-10-11 | 980113 | Site Cleanup Completed (NFA) | SCHOFIELD BARRACKS | BLDG 2442 TANK 2442-1 2442-2 | Schofield Barracks | HI | 96857 | Jeffrey Ung
9-202035 | 1998-11-23 | 940124 | Site Cleanup Completed (NFA) | SCHOFIELD BARRACKS | BLDG 2442 TANK 2442-1 2442-2 | Schofield Barracks | HI | 96857 | Jeffrey Ung
9-202032 | 1999-07-20 | 970019 | Site Cleanup Completed (NFA) | SCHOFIELD BARRACKS | BLDG 2445 | Schofield Barracks | HI | 96857 | Richard Takaba
9-202030 | 2000-07-10 | 980070 | Site Cleanup Completed (NFA) | SCHOFIELD BARRACKS | BLDG 2462 | Schofield Barracks | HI | 96857 | Jose Ruiz
9-102105 | 2000-01-13 | 000019 | Site Cleanup Completed (NFA) | USMC - KMCAS | BLDG 247, TANK KB21 | Kaneohe Marine Corps Base | HI | 96863 | Shaobin Li
9-202028 | 1994-12-27 | 910071 | Site Cleanup Completed (NFA) | SCHOFIELD BARRACKS | BLDG 2480 TANK 2482-1 AND 2482-2 | Schofield Barracks | HI | 96857 | Raymond Seid
9-202027 | 1999-09-08 | 990075 | Site Cleanup Completed (NFA) | SCHOFIELD BARRACKS | BLDG 2485 | Schofield Barracks | HI | 96857 | Eric Sadoyama
9-201512 | 2001-12-27 | 970110 | Site Cleanup Completed (NFA) | SCHOFIELD BARRACKS | BLDG 2512 | Schofield Barracks | HI | 96857 | Mark Sutterfield
9-202025 | 2000-07-18 | 980061 | Site Cleanup Completed (NFA) | SCHOFIELD BARRACKS | BLDG 2515 | Schofield Barracks | HI | 96857 | Renato Maniulit
9-202025 | 2000-07-18 | 980107 | Site Cleanup Completed (NFA) | SCHOFIELD BARRACKS | BLDG 2515 | Schofield Barracks | HI | 96857 | Renato Maniulit
9-102815 | 1997-02-19 | 960034 | Site Cleanup Completed (NFA) | U.S. ARMY COMMUNICATIONS FACILITY | BLDG 255 | Schofield Barracks | HI | 96857 | Janet Sherrer
9-103278 | 2001-11-05 | 970066 | Site Cleanup Completed (NFA) | Wheeler Army Airfield | Bldg 256-1 | Wheeler Army Airfield | HI | 96854 | Mark Sutterfield
9-202041 | 1998-03-18 | 970098 | Site Cleanup Completed (NFA) | SCHOFIELD BARRACKS | BLDG 2604 | Schofield Barracks | HI | 96857 | Steven Okoji
9-202040 | 2002-02-22 | 940133 | Site Cleanup Completed (NFA) | SCHOFIELD BARRACKS | BLDG 2606 | Schofield Barracks | HI | 96857 | Shaobin Li
9-202316 | 1998-11-30 | 980135 | Site Cleanup Completed (NFA) | NAV. COMMUN. AREA MASTER STATION | BLDG 261, TANK 12, 13, 14, 37 500 CENTER ST | Wahiawa | HI | 96786 | Josh Nagashima
9-202316 | 2010-04-15 | 990112 | Site Cleanup Completed with EHMP | NAV. COMMUN. AREA MASTER STATION | BLDG 261, TANK 12, 13, 14, 37 500 CENTER ST | Wahiawa | HI | 96786 | Josh Nagashima
9-103168 | 2007-06-29 | 990012 | Site Cleanup Completed (NFA) | Pearl Harbor Marine Barracks | BLDG 279 TANK 87 | Pearl Harbor | HI | 96860 | Darren Park
9-100169 | 1999-12-08 | 920150 | Site Cleanup Completed (NFA) | Wheeler AAF Bldg 280 (aka POL BULK FUEL YARD) | BLDG 281 TANK 281-1 & 281-2 & 281-3 | Wheeler Army Airfield | HI | 96854 | Renato Maniulit
9-700824 | 2014-06-13 | 970011 | Site Cleanup Completed with EHE/EHMP | PACIFIC MISSILE RANGE FACILITY | Bldg 286 Tank 286-A, 286-B, 286-C , 286-D, 286-E, 286-F | Kekaha | HI | 96752 | Shaobin Li
9-103025 | 2002-05-10 | 950092 | Site Cleanup Completed (NFA) | NAV. COMMUN. AREA MASTER STATION EASTERN PACIFIC | BLDG 293 TANK 29 | Schofield Barracks | HI | 96786 | Shunsheng Fu
9-202317 | 2000-07-14 | 980204 | Site Cleanup Completed (NFA) | NAV. COMMUN. AREA MASTER STATION | BLDG 294, TANK 15, 16, 36 500 CENTER STREET | Wahiawa | HI | 96786 | Richard Takaba
9-202536 | 1997-11-03 | 920047 | Site Cleanup Completed (NFA) | HELEMANO MILITARY RESERVATION | BLDG 300 DINING FACILITY TANK 300-1 (SOMETIMES REFERED TO AS TANK 301-1) AND TANK 1 | Schofield Barracks | HI | 96857 | Richard Takaba
9-202536 | 1999-02-01 | 920155 | Site Cleanup Completed (NFA) | HELEMANO MILITARY RESERVATION | BLDG 300 DINING FACILITY TANK 300-1 (SOMETIMES REFERED TO AS TANK 301-1) AND TANK 1 | Schofield Barracks | HI | 96857 | Richard Takaba
9-102051 | 1999-08-11 | 930002 | Site Cleanup Completed (NFA) | HICKAM AIR FORCE BASE - GROUNDS FUELS AREA 9 | BLDG 3002, FT KAM RD | Hickam Air Force Base | HI | 96853 | Jose Ruiz
9-102921 | 2006-05-03 | 940127 | Site Cleanup Completed (NFA) | SCHOFIELD BARRACKS | BLDG 3010 TANK 3010-A AND 3010-H | Schofield Barracks | HI | 96857 | Josh Nagashima
9-102921 | 2011-07-20 | 100017 | Site Cleanup Completed with EHMP | SCHOFIELD BARRACKS | BLDG 3010 TANK 3010-A AND 3010-H | Schofield Barracks | HI | 96857 | Josh Nagashima
9-102921 | 1998-03-19 | 970095 | Site Cleanup Completed (NFA) | SCHOFIELD BARRACKS | BLDG 3010 TANK 3010-A AND 3010-H | Schofield Barracks | HI | 96857 | Josh Nagashima
9-102853 | 1999-08-25 | 980158 | Site Cleanup Completed (NFA) | U.S. ARMY ELECTRICAL GENERATOR | BLDG 3011 | Schofield Barracks | HI | 96857 | Eric Sadoyama
9-102143 | 1999-11-22 | 000026 | Site Cleanup Completed (NFA) | USMC - KMCAS | BLDG 3014 TANK KB83 | Kaneohe Marine Corps Base | HI | 96863 | Renato Maniulit
9-102144 | 2000-04-20 | 990090 | Site Cleanup Completed (NFA) | USMC - KMCAS | BLDG 3015, TANK KB86, KB87 & KB88 | Kaneohe Marine Corps Base | HI | 96863 | Jose Ruiz
9-102144 | 2000-04-20 | 990091 | Site Cleanup Completed (NFA) | USMC - KMCAS | BLDG 3015, TANK KB86, KB87 & KB88 | Kaneohe Marine Corps Base | HI | 96863 | Jose Ruiz
9-203610 | 2000-11-01 | 000099 | Site Cleanup Completed (NFA) | USMC - MARINE CORPS BASE HAWAII | BLDG 3097 TANK KB95 | Kaneohe Marine Corps Base | HI | 96863 | Richard Takaba
9-102056 | 2009-08-04 | 010028 | Site Cleanup Completed (NFA) | HICKAM AIR FORCE BASE | BLDG 3190 | Hickam Air Force Base | HI | 96853 | To DERA
9-100375 | 2002-09-05 | 020040 | Site Cleanup Completed (NFA) | NAVAL AIR STATION - BARBERS POINT | BLDG 32, Tank BP2 | Barbers Point Naval Air Station | HI | 96862 | Richard Takaba
9-103211 | 2013-06-24 | 000030 | Case Transferred to HEER (regulated) | USMC - KANEOHE MARINE CORPS BASE | BLDG 322, TANK KB100, tank KB91 | Kaneohe Marine Corps Base | HI | 96863 | To Heer
9-103211 | 2013-06-24 | 990186 | Case Transferred to HEER (regulated) | USMC - KANEOHE MARINE CORPS BASE | BLDG 322, TANK KB100, tank KB91 | Kaneohe Marine Corps Base | HI | 96863 | To Heer
9-202319 | 1997-02-20 | 960065 | Site Cleanup Completed (NFA) | NEX Gas Station, Naval Computer & Telecommunications Area Master Station Pacific | BLDG 329, TANK 18, 19, 20, 21, 30, 31, 32 | Wahiawa | HI | 96786 | Jose Ruiz
9-202319 | 1997-12-22 | 950130 | Site Cleanup Completed (NFA) | NEX Gas Station, Naval Computer & Telecommunications Area Master Station Pacific | BLDG 329, TANK 18, 19, 20, 21, 30, 31, 32 | Wahiawa | HI | 96786 | Jose Ruiz
9-103450 | 2001-05-25 | 990134 | Site Cleanup Completed (NFA) | HICKAM AIR FORCE BASE - ST38-3318 | BLDG 3318 - TANK 3318, 3318B, 3318C | Hickam Air Force Base | HI | 96853 | To DERA
9-103450 | 2001-05-25 | 990211 | Site Cleanup Completed (NFA) | HICKAM AIR FORCE BASE - ST38-3318 | BLDG 3318 - TANK 3318, 3318B, 3318C | Hickam Air Force Base | HI | 96853 | To DERA
9-103450 | 2001-05-25 | 990212 | Site Cleanup Completed (NFA) | HICKAM AIR FORCE BASE - ST38-3318 | BLDG 3318 - TANK 3318, 3318B, 3318C | Hickam Air Force Base | HI | 96853 | To DERA
9-103451 | 2001-05-25 | 990179 | Site Cleanup Completed (NFA) | HICKAM AIR FORCE BASE | BLDG 3361 TANK 3361 | Hickam Air Force Base | HI | 96853 | To DERA
9-101210 | 2005-05-25 | 000006 | Site Cleanup Completed (NFA) | HICKAM AIR FORCE BASE | BLDG 3380 TANK 3380-1 3380-2 3380-3 AND MIKE PAD 360 HARBOR DR | Hickam Air Force Base | HI | 96853 | Chad Pritchard
9-101210 | 2001-07-06 | 940166 | Site Cleanup Completed (NFA) | HICKAM AIR FORCE BASE | BLDG 3380 TANK 3380-1 3380-2 3380-3 AND MIKE PAD 360 HARBOR DR | Hickam Air Force Base | HI | 96853 | Chad Pritchard
9-101210 | 2001-07-05 | 900043 | Site Cleanup Completed (NFA) | HICKAM AIR FORCE BASE | BLDG 3380 TANK 3380-1 3380-2 3380-3 AND MIKE PAD 360 HARBOR DR | Hickam Air Force Base | HI | 96853 | Chad Pritchard
9-103452 | 2001-05-25 | 990135 | Site Cleanup Completed (NFA) | HICKAM AIR FORCE BASE | BLDG 3387 TANK 3387 | Hickam Air Force Base | HI | 96853 | To DERA
9-102075 | 1998-02-05 | 920059 | Site Cleanup Completed (NFA) | HICKAM AIR FORCE BASE | BLDG 3429 | Hickam Air Force Base | HI | 96853 | Steven Okoji
9-203225 | 2008-10-31 | 990241 | Site Cleanup Completed (NFA) | CAMP H.M. SMITH | BLDG 35, TANK# CS-A-26 | Camp H. M. Smith | HI | 96861 | Shunsheng Fu
9-602803 | 2002-05-13 | 970102 | Site Cleanup Completed (NFA) | KILAUEA MILITARY CAMP | BLDG 35A BOWLING ALLEY | Kilauea Military Camp | HI | 96718 | Jose Ruiz
9-102327 | 1998-12-08 | 920095 | Site Cleanup Completed (NFA) | NAVY PUBLIC WORKS CENTER | BLDG 36 TANK 4 | Pearl Harbor | HI | 96860 | Jose Ruiz
9-203223 | 2003-06-02 | 990164 | Site Cleanup Completed (NFA) | CAMP H.M. SMITH | BLDG 36, TANK# CS-A-24 | Camp H. M. Smith | HI | 96861 | Jose Ruiz
9-103320 | 2000-09-12 | 980010 | Site Cleanup Completed (NFA) | SCHOFIELD BARRACKS | BLDG 360 | Schofield Barracks | HI | 96857 | Shaobin Li
9-202537 | 1999-08-26 | 980164 | Site Cleanup Completed (NFA) | WHEELER ARMY AIRFIELD | BLDG 360 BULK FUEL YARD | Wheeler Army Airfield | HI | 96854 | Renato Maniulit
9-202537 | 1999-08-26 | 980133 | Site Cleanup Completed (NFA) | WHEELER ARMY AIRFIELD | BLDG 360 BULK FUEL YARD | Wheeler Army Airfield | HI | 96854 | Renato Maniulit
9-102382 | 2001-08-29 | 900094 | Site Cleanup Completed (NFA) | PEARL HARBOR NAVAL STATION | BLDG 363 TANK 18 | Pearl Harbor | HI | 96860 | Jose Ruiz
9-201508 | 2000-07-19 | 970074 | Site Cleanup Completed (NFA) | SCHOFIELD BARRACKS | BLDG 368 | Schofield Barracks | HI | 96857 | Jeffrey Ung
9-201508 | 2000-01-10 | 970069 | Site Cleanup Completed (NFA) | SCHOFIELD BARRACKS | BLDG 368 | Schofield Barracks | HI | 96857 | Jeffrey Ung
9-201508 | 2000-01-10 | 940150 | Site Cleanup Completed (NFA) | SCHOFIELD BARRACKS | BLDG 368 | Schofield Barracks | HI | 96857 | Jeffrey Ung
9-102328 | 2007-06-07 | 920096 | Site Cleanup Completed (NFA) | NAVY PUBLIC WORKS CENTER | BLDG 37 TANK 5 | Pearl Harbor | HI | 96860 | Darren Park
9-102094 | 2009-07-17 | 000025 | Site Cleanup Completed (NFA) | USMC - KMCAS | BLDG 373 TANK KB-6A, KB6B, KB6C, KB6D | Kaneohe Marine Corps Base | HI | 96863 | Darren Park
9-102109 | 2000-06-20 | 990116 | Site Cleanup Completed (NFA) | USMC - KMCAS | BLDG 385 KB27 & KB28 | Kaneohe Marine Corps Base | HI | 96863 | Shaobin Li
9-202321 | 1997-11-07 | 950090 | Site Cleanup Completed (NFA) | NAV. COMMUN. AREA MASTER STATION EASTERN PACIFIC | BLDG 388, TANK 23 | Schofield Barracks | HI | 96786 | David Hodges
9-202073 | 2010-04-01 | 090015 | LUST Cleanup Initiated | KAENA POINT SATELLITE TRACKING STATION | BLDG 39 | Kaena Point | HI | 96792 | Richard Takaba
9-102634 | 2012-07-30 | 990011 | Site Cleanup Completed (NFA) | NAVAL AIR STATION - FORD ISLAND | BLDG 39 TANK 68 | Pearl Harbor | HI | 96860 | Thu Perry
9-203368 | 2011-03-14 | 980130 | Site Cleanup Completed (NFA) | Navy Public Works, Bldg. 397 | BLDG 397 tank PW 122 | Pearl Harbor | HI | 96860 | Richard Takaba
9-201501 | 2000-11-06 | 920124 | Site Cleanup Completed (NFA) | HELEMANO MILITARY RESERVATION | BLDG 3A | Schofield Barracks | HI | 96786 | Shunsheng Fu
9-202783 | 2005-09-21 | 990243 | Site Cleanup Completed (NFA) | CAMP H.M. SMITH | BLDG 3B TANK 21 | Camp H. M. Smith | HI | 96861 | Haven Westerman
9-102082 | 1997-08-27 | 920043 | Site Cleanup Completed (NFA) | CAMP H.M. SMITH | BLDG 4 TANK 2, 3, 28 | Camp H. M. Smith | HI | 96861 | Jose Ruiz
9-100975 | 1999-11-26 | 990151 | Site Cleanup Completed (NFA) | NAVAL AIR STATION - BARBERS POINT | BLDG 4 TANK BP1 | Barbers Point Naval Air Station | HI | 96862 | David Hodges
9-102339 | 2006-02-08 | 060006 | Site Cleanup Completed (NFA) | NAVY PUBLIC WORKS CENTER | BLDG 40 TANK 30, 31, 32, 33 | Pearl Harbor | HI | 96860 | Shaobin Li
9-602708 | 1998-03-18 | 980045 | Site Cleanup Completed (NFA) | KILAUEA MILITARY CAMP | BLDG 40 TANK 40-1 40-2 | Kilauea Military Camp | HI | 96718 | Steven Okoji
9-102579 | 2005-11-06 | 920110 | Site Cleanup Completed (NFA) | HICKAM AIR FORCE BASE | BLDG 4006 TANK 75036A KUNTZ AVE - SOFTBALL FIELD AR | Hickam Air Force Base | HI | 96853 | To DERA
9-103217 | 1999-12-02 | 000040 | Site Cleanup Completed (NFA) | USMC - KANEOHE BAY MARINE BASE | BLDG 4041, TANK KB-4041-1 | Kaneohe Marine Corps Base | HI | 96863 | Renato Maniulit
9-103344 | 2001-02-12 | 000023 | Site Cleanup Completed (NFA) | USMC - MARINE BASE CORPS HAWAII | BLDG 4042 TANK KB 4042 | Kaneohe Marine Corps Base | HI | 96863 | Jeffrey Ung
9-103041 | 1997-10-20 | 950065 | Site Cleanup Completed (NFA) | USMC - MARINE BASE CORPS HAWAII | BLDG 4079, TANK KB101 | Kaneohe Marine Corps Base | HI | 96863 | Lene Ichinotsubo
9-202323 | 1997-11-03 | 950091 | Site Cleanup Completed (NFA) | NAV. COMMUN. AREA MASTER STATION EASTERN PACIFIC | BLDG 411, TANK 25 | Schofield Barracks | HI | 96786 | Lene Ichinotsubo
9-102346 | 1999-02-18 | 970070 | Site Cleanup Completed (NFA) | NAVY PUBLIC WORKS CENTER | BLDG 415 TANK 42, 43, 44, 45, 46 | Pearl Harbor | HI | 96860 | Eric Sadoyama
9-102007 | 1994-08-04 | 920031 | Site Cleanup Completed (NFA) | FORT SHAFTER | BLDG 422 TANK 7A 7B | Fort Shafter | HI | 96858 | Roger Brewer
9-102858 | 1998-05-18 | 940096 | Site Cleanup Completed (NFA) | U.S. ARMY ADMINISTRAIVE FACILITY | BLDG 430 | Fort Shafter | HI | 96858 | Jose Ruiz
9-202182 | 1996-06-06 | 900088 | Case Transferred to HEER (regulated) | AIEA LAUNDRY | BLDG 436 TANK 23, 69 BLdg 440 tank 55 bldg s441 tank 56 | Pearl Harbor | HI | 96860 | To HEER
9-102386 | 1996-10-01 | 030009 | Case Transferred to HEER (regulated) | NAVAL STATION - PEARL HARBOR | BLDG 437 TANK 24, 25, 26, 27 (Aiea Laundry) | Pearl Harbor | HI | 96860 | To HEER
9-103300 | 1998-04-23 | 970131 | Site Cleanup Completed (NFA) | NAVAL AIR STATION - FORD ISLAND | BLDG 44 | Pearl Harbor | HI | 96860 | Steven Okoji
9-202355 | 2003-01-03 | 990130 | Site Cleanup Completed (NFA) | NAVAL MAGAZINE LUALUALEI - WEST LOCH BRANCH | BLDG 440 TANK 440-1 AND 440-2 | Lualualei | HI | 96792 | Richard Takaba
9-203239 | 1998-09-04 | 960096 | Site Cleanup Completed (NFA) | FLEET & INDUSTRIAL SUPPLY CTR | BLDG 450, TANK 1 & 2 | Pearl Harbor | HI | 96860 | Lene Ichinotsubo
9-202779 | 2015-01-06 | 060017 | Site Cleanup Completed with EHE/EHMP | NAVAL COMPUTER AND TELECOMMUNICATIONS AREA MASTER STATION PACIFIC (NCTAMS PAC) | BLDG 463 TANK RTF-6, RTF-7, RTF-8 | Lualualei | HI | 96792 | Shaobin Li
9-202092 | 1998-09-25 | 920061 | Site Cleanup Completed (NFA) | PUULOA RIFLE RANGE | BLDG 48 TANK 19 | Ewa Beach | HI | 96706 | Richard Takaba
9-103098 | 1996-09-10 | 950119 | Site Cleanup Completed (NFA) | FLEET AND INDUSTRIAL SUPPLY CTR | BLDG 480 TANK Y-DOCK AND 480 | Pearl Harbor | HI | 96860 | Roger Brewer
9-103340 | 2009-06-08 | 990170 | Site Cleanup Completed (NFA) | FLEET AND INDUSTRIAL SUPPLY CENTER | BLDG 487 | Pearl Harbor | HI | 96860 | Josh Nagashima
9-100970 | 1999-09-27 | 980188 | Site Cleanup Completed (NFA) | FLEET ACCOUNTING & DISBURSING | BLDG 499 & 199 TANK 44 HALE MOKU | Pearl Harbor | HI | 96860 | Renato Maniulit
9-103661 | 2010-09-21 | 050035 | Site Cleanup Completed (NFA) | FORMER AIEA MILITARY RESERVATION | BLDG 5 | ZipCode Unknown | XX | 99999 | To DERA
9-103357 | 1999-11-08 | 990021 | Site Cleanup Completed (NFA) | MCBH | BLDG 5009 TANK# 113 | Kaneohe Marine Corps Base | HI | 96863 | Jeffrey Ung
9-102114 | 1999-11-26 | 980093 | Site Cleanup Completed (NFA) | USMC - KMCAS | BLDG 501 Tank KB38 | Kaneohe Marine Corps Base | HI | 96863 | David Hodges
9-103214 | 1999-11-29 | 000016 | Site Cleanup Completed (NFA) | USMC - KANEOHE MARINE CORPS BASE | BLDG 504, TANK KB121 | Kaneohe Marine Corps Base | HI | 96863 | Richard Takaba
9-103489 | 1999-11-19 | 990115 | Site Cleanup Completed (NFA) | USMC - MCBH KANEOHE BAY | BLDG 505 KB-6081 | Kaneohe Marine Corps Base | HI | 96863 | Jeffrey Ung
9-102859 | 1996-08-05 | 940095 | Site Cleanup Completed (NFA) | U.S. ARMY STORAGE FACILITY | BLDG 507 | Fort Shafter | HI | 96858 | Jose Ruiz
9-102920 | 1999-12-21 | 970072 | Site Cleanup Completed (NFA) | FORT SHAFTER | BLDG 535/EXCHANGE MAINTENANCE SHOP | Fort Shafter | HI | 96858 | Richard Takaba
9-102920 | 1999-12-21 | 940121 | Site Cleanup Completed (NFA) | FORT SHAFTER | BLDG 535/EXCHANGE MAINTENANCE SHOP | Fort Shafter | HI | 96858 | Richard Takaba
9-102920 | 2000-07-26 | 000037 | Site Cleanup Completed (NFA) | FORT SHAFTER | BLDG 535/EXCHANGE MAINTENANCE SHOP | Fort Shafter | HI | 96858 | Richard Takaba
9-102920 | 1999-12-21 | 980214 | Site Cleanup Completed (NFA) | FORT SHAFTER | BLDG 535/EXCHANGE MAINTENANCE SHOP | Fort Shafter | HI | 96858 | Richard Takaba
9-102329 | 2011-08-03 | 060005 | Site Cleanup Completed (NFA) | NAVY PUBLIC WORKS CENTER | BLDG 547 TANK 6, 7, 8, 9, 10, 11 | Pearl Harbor | HI | 96860 | Deena Kam
9-102059 | 1996-07-01 | 950019 | Site Cleanup Completed (NFA) | HICKAM AIR FORCE BASE | BLDG 559 / 755 SCOTT CIRCLE | Hickam Air Force Base | HI | 96853 | Jose Ruiz
9-203624 | 2001-10-26 | 000070 | Site Cleanup Completed (NFA) | SCHOFIELD BARRACKS | BLDG 560 (KOLEKOLE CONNECTOR ROAD) | Schofield Barracks | HI | 96786 | Mark Sutterfield
9-102097 | 2000-06-27 | 000029 | Site Cleanup Completed (NFA) | USMC - KMCAS | BLDG 566 TANK KB84 AND KB85 | Kaneohe Marine Corps Base | HI | 96863 | Jose Ruiz
9-102821 | 1999-01-05 | 960032 | Site Cleanup Completed (NFA) | U.S. ARMY GENERATOR FACILITY | BLDG 579 | Schofield Barracks | HI | 96857 | Jeffrey Ung
9-101948 | 1999-05-04 | 900092 | Site Cleanup Completed (NFA) | PEARL HARBOR NAVAL SHIPYARD | BLDG 58, TANK 5 | Pearl Harbor | HI | 96860 | Renato Maniulit
9-202535 | 1996-07-23 | 920046 | Site Cleanup Completed (NFA) | SCHOFIELD BARRACKS | BLDG 580 | Schofield Barracks | HI | 96857 | To HEER
9-102347 | 2008-10-22 | 970090 | Site Cleanup Completed (NFA) | NAVY PUBLIC WORKS CENTER | BLDG 59 TANK 47, 48 | Pearl Harbor | HI | 96860 | Shunsheng Fu
9-102381 | 1999-09-27 | 980168 | Site Cleanup Completed (NFA) | NAVAL STATION - PEARL HARBOR | BLDG 599 TANK 15, 16, 17 | Pearl Harbor | HI | 96860 | Darren Park
9-102381 | 2006-12-08 | 950074 | Site Cleanup Completed (NFA) | NAVAL STATION - PEARL HARBOR | BLDG 599 TANK 15, 16, 17 | Pearl Harbor | HI | 96860 | Darren Park
9-102629 | 2003-07-24 | 990248 | Site Cleanup Completed (NFA) | NAVAL AIR STATION - FORD ISLAND | Bldg 6 Tanks 57, 58, 59, 60, 61, 62 (Hanger 1) | Pearl Harbor | HI | 96860 | Shunsheng Fu
9-102083 | 2013-11-15 | suspected | Suspected release | CAMP H.M. SMITH | BLDG 6 TANK 4, 5, 6 | Camp H. M. Smith | HI | 96861 | Roxanne Kwan
9-102083 | 1999-05-11 | 990178 | Site Cleanup Completed (NFA) | CAMP H.M. SMITH | BLDG 6 TANK 4, 5, 6 | Camp H. M. Smith | HI | 96861 | Roxanne Kwan
9-102083 | 2013-09-11 | 950118 | Site Cleanup Completed with EHMP | CAMP H.M. SMITH | BLDG 6 TANK 4, 5, 6 | Camp H. M. Smith | HI | 96861 | Roxanne Kwan
9-101953 | 2002-03-01 | 900096 | Site Assessment Ongoing | PEARL HARBOR NAVAL SHIPYARD | BLDG 6, TANK 10 | Pearl Harbor | HI | 96860 | Josh Nagashima
9-102349 | 2011-07-08 | 050002 | Site Cleanup Completed with EHMP | NAVAL MAGAZINE LUALUALEI - WAIKELE BRANCH | BLDG 62 TANK 50, 51, 52 | Pearl Harbor | HI | 96860 | Josh Nagashima
9-102335 | 2006-01-20 | 060008 | Site Cleanup Completed (NFA) | NAVY PUBLIC WORKS CENTER | BLDG 641 TANK 21, 22, 23 | Pearl Harbor | HI | 96860 | Shaobin Li
9-102632 | 1999-11-16 | 980175 | Site Cleanup Completed (NFA) | NAVAL AIR STATION - FORD ISLAND | BLDG 65 - FUEL FARM | Pearl Harbor | HI | 96860 | Josh Nagashima
9-102632 | 1999-11-16 | 980174 | Site Cleanup Completed (NFA) | NAVAL AIR STATION - FORD ISLAND | BLDG 65 - FUEL FARM | Pearl Harbor | HI | 96860 | Josh Nagashima
9-102632 | 1999-11-16 | 980173 | Site Cleanup Completed (NFA) | NAVAL AIR STATION - FORD ISLAND | BLDG 65 - FUEL FARM | Pearl Harbor | HI | 96860 | Josh Nagashima
9-102632 | 1999-11-16 | 980172 | Site Cleanup Completed (NFA) | NAVAL AIR STATION - FORD ISLAND | BLDG 65 - FUEL FARM | Pearl Harbor | HI | 96860 | Josh Nagashima
9-102632 | 1999-11-16 | 980177 | Site Cleanup Completed (NFA) | NAVAL AIR STATION - FORD ISLAND | BLDG 65 - FUEL FARM | Pearl Harbor | HI | 96860 | Josh Nagashima
9-102632 | 2009-01-26 | 950042 | Monitored Natural Attenuation | NAVAL AIR STATION - FORD ISLAND | BLDG 65 - FUEL FARM | Pearl Harbor | HI | 96860 | Josh Nagashima
9-102632 | 1999-11-16 | 980178 | Site Cleanup Completed (NFA) | NAVAL AIR STATION - FORD ISLAND | BLDG 65 - FUEL FARM | Pearl Harbor | HI | 96860 | Josh Nagashima
9-102632 | 1999-11-16 | 980179 | Site Cleanup Completed (NFA) | NAVAL AIR STATION - FORD ISLAND | BLDG 65 - FUEL FARM | Pearl Harbor | HI | 96860 | Josh Nagashima
9-102632 | 1999-11-16 | 980180 | Site Cleanup Completed (NFA) | NAVAL AIR STATION - FORD ISLAND | BLDG 65 - FUEL FARM | Pearl Harbor | HI | 96860 | Josh Nagashima
9-102632 | 1999-11-16 | 980181 | Site Cleanup Completed (NFA) | NAVAL AIR STATION - FORD ISLAND | BLDG 65 - FUEL FARM | Pearl Harbor | HI | 96860 | Josh Nagashima
9-102632 | 1999-11-16 | 980176 | Site Cleanup Completed (NFA) | NAVAL AIR STATION - FORD ISLAND | BLDG 65 - FUEL FARM | Pearl Harbor | HI | 96860 | Josh Nagashima
9-102297 | 1998-11-24 | 920171 | Site Cleanup Completed (NFA) | NAVAL SUBMARINE BASE | BLDG 662, TANK 6 / SUBASE AUTO SERVICE CENTER | Pearl Harbor | HI | 96860 | David Hodges
9-101955 | 1998-04-23 | 960020 | Site Cleanup Completed (NFA) | PEARL HARBOR NAVAL SHIPYARD | BLDG 67, TANK 12, 13 401 AVE E, SUITE 124 | Pearl Harbor | HI | 96860 | Steven Okoji
9-102826 | 1999-08-11 | 980191 | Site Cleanup Completed (NFA) | U.S. ARMY HOSPITAL LABORATORY | BLDG 673 & 676 | Schofield Barracks | HI | 96857 | David Hodges
9-102827 | 1999-10-08 | 940141 | Site Cleanup Completed (NFA) | SCHOFIELD BARRACKS | BLDG 679 | Schofield Barracks | HI | 96857 | Shaobin Li
9-102299 | 2000-11-20 | 920189 | Site Cleanup Completed (NFA) | NAVAL SUBMARINE BASE | BLDG 681, TANK 8, 9, 10 / SUBASE AUTO SERVICE CENTER | Pearl Harbor | HI | 96860 | Shunsheng Fu
9-102678 | 1999-12-28 | 000052 | Site Cleanup Completed (NFA) | NAVY PUBLIC WORKS CENTER | BLDG 686 TANK 107, 108, 109 BARBERS POINT - FILLING STATION | Pearl Harbor | HI | 96860 | Renato Maniulit
9-200976 | 2010-01-21 | 070001 | Site Cleanup Completed (NFA) | NEX GAS STATION aka IROQUOIS POINT MILITARY FAMILY HOUSING | BLDG 6863 aka 6882 IROQUOIS POINT TANK IP1, IP2, IP3 , IPA1 IPA2 CORMORANT AVE | Ewa Beach | HI | 96706 | Shaobin Li
9-200976 | 1999-08-27 | 900087 | Site Cleanup Completed (NFA) | NEX GAS STATION aka IROQUOIS POINT MILITARY FAMILY HOUSING | BLDG 6863 aka 6882 IROQUOIS POINT TANK IP1, IP2, IP3 , IPA1 IPA2 CORMORANT AVE | Ewa Beach | HI | 96706 | Shaobin Li
9-202019 | 1997-10-20 | 920087 | Site Cleanup Completed (NFA) | SCHOFIELD BARRACKS | BLDG 697 TANK 2, 3A, 3B, 3C, 3D | Schofield Barracks | HI | 96857 | Steven Okoji
9-202019 | 1997-10-20 | 920052 | Site Cleanup Completed (NFA) | SCHOFIELD BARRACKS | BLDG 697 TANK 2, 3A, 3B, 3C, 3D | Schofield Barracks | HI | 96857 | Steven Okoji
9-102300 | 2011-06-27 | 930024 | Site Cleanup Completed (NFA) | NAVAL SUBMARINE BASE AKA QUARRY LOCH AREA | BLDG 709 TANKS 11, 12, 13, 14 REMOVED | Pearl Harbor | HI | 96860 | To DERA
9-102384 | 1999-12-06 | 940170 | Site Cleanup Completed (NFA) | JOHNSON CIRCLE NEX GAS STATION | BLDG 71 TANK JC1, JC2, JC3 RADFORD DRIVE | Pearl Harbor | HI | 96860 | Richard Takaba
9-101957 | 1999-05-28 | 920191 | Site Cleanup Completed (NFA) | PEARL HARBOR NAVAL SHIPYARD | BLDG 72, TANK 16 | Pearl Harbor | HI | 96860 | Renato Maniulit
9-102572 | 1998-11-23 | 920068 | Site Cleanup Completed (NFA) | HICKAM AIR FORCE BASE | BLDG 725 201 CATLETT ST | Hickam Air Force Base | HI | 96853 | To HEER
9-103191 | 2011-06-27 | 030039 | Site Cleanup Completed (NFA) | NAVAL AIR STATION, BARBERS POINT | BLDG 74 TANK BP92 | Barbers Point Naval Air Station | HI | 96862 | To DERA
9-102390 | 2000-11-08 | 970049 | Site Cleanup Completed (NFA) | NAVAL AIR STATION - FORD ISLAND | BLDG 75 TANK 31 | Pearl Harbor | HI | 96860 | Shaobin Li
9-103752 | 2003-07-21 | 030040 | Site Cleanup Completed (NFA) | NAVAL MAGAZINE LUALUALEI - WAIKELE BRANCH | BLDG 76 TANK 76 | Pearl Harbor | HI | 96860 | Richard Takaba
9-602944 | 2000-04-26 | 940148 | Site Cleanup Completed (NFA) | KILAUEA MILITARY CAMP | BLDG 76 TANK 76-1 | Kilauea Military Camp | HI | 96718 | Shaobin Li
9-100973 | 2005-08-12 | 900046 | Site Cleanup Completed (NFA) | COMMANDER OCEANOGRAPHIC SYS. | BLDG 77 TANK 1 P.O. BOX 1390 | Pearl Harbor | HI | 96860 | Chad Pritchard
9-202360 | 1999-01-13 | 990128 | LUST Cleanup Initiated | NAVAL MAGAZINE LUALUALEI - LUALUALEI BRANCH | BLDG 77 TANK 34, 77 | Lualualei | HI | 96792 | Richard Takaba
9-102096 | 2010-03-29 | 950052 | Site Cleanup Completed (NFA) | USMC - KMCAS | BLDG 78 KB8 and BLDG 127 KB 10 AND KB11 | Kaneohe Marine Corps Base | HI | 96863 | Darren Park
9-102096 | 2010-03-29 | 950076 | Site Cleanup Completed (NFA) | USMC - KMCAS | BLDG 78 KB8 and BLDG 127 KB 10 AND KB11 | Kaneohe Marine Corps Base | HI | 96863 | Darren Park
9-103034 | 2011-06-27 | 950081 | Site Cleanup Completed (NFA) | NAVAL AIR STATION - BARBERS POINT | BLDG 786 TANK BP95 | Barbers Point Naval Air Station | HI | 96862 | To DERA
9-102087 | 2001-09-18 | 010037 | Site Cleanup Completed (NFA) | CAMP H.M. SMITH | BLDG 80 TANK CS-10 | Camp H. M. Smith | HI | 96861 | Shaobin Li
9-201510 | 2001-10-19 | 990203 | Site Cleanup Completed (NFA) | SCHOFIELD BARRACKS | BLDG 80, Foote Ave | Schofield Barracks | HI | 96857 | Thu Perry
9-201510 | 2012-03-21 | 920183 | Site Cleanup Completed with EHMP | SCHOFIELD BARRACKS | BLDG 80, Foote Ave | Schofield Barracks | HI | 96857 | Thu Perry
9-201510 | 2012-03-21 | 090031 | Site Cleanup Completed with EHMP | SCHOFIELD BARRACKS | BLDG 80, Foote Ave | Schofield Barracks | HI | 96857 | Thu Perry
9-203226 | 2005-04-04 | 990242 | Site Cleanup Completed (NFA) | CAMP H.M. SMITH | BLDG 81, TANK# CS-A-27 | Camp H. M. Smith | HI | 96861 | Haven Westerman
9-102088 | 2003-02-12 | 930030 | Site Cleanup Completed (NFA) | CAMP H.M. SMITH | BLDG 82 TANK 11 & 29 | Camp H. M. Smith | HI | 96861 | Jose Ruiz
9-103268 | 2000-05-03 | 970035 | Site Cleanup Completed (NFA) | NAVSTA - HOLY FAMILY SCHOOL | BLDG 843 TANK 85 | Pearl Harbor | HI | 96860 | Jeffrey Ung
9-602945 | 1999-01-14 | 940149 | Site Cleanup Completed (NFA) | KILAUEA MILITARY CAMP | BLDG 88 TANK 88-2 | Kilauea Military Camp | HI | 96718 | Jeffrey Ung
9-102376 | 2003-06-25 | 940011 | Site Cleanup Completed (NFA) | NAVAL STATION - PEARL HARBOR | BLDG 881 TANK 9 | Pearl Harbor | HI | 96860 | Shunsheng Fu
9-101000 | 2000-05-08 | 000032 | Site Cleanup Completed (NFA) | ALIAMANU MILITARY RSERVATION | BLDG 881, Bougainvilea Loop, AMR | Fort Shafter | HI | 96858 | Shaobin Li
9-101000 | 2000-10-04 | 000087 | Site Cleanup Completed (NFA) | ALIAMANU MILITARY RSERVATION | BLDG 881, Bougainvilea Loop, AMR | Fort Shafter | HI | 96858 | Shaobin Li
9-201503 | 1999-11-16 | 990040 | Site Cleanup Completed (NFA) | NIOC Kunia ( Navy Information Operation Command) | BLDG 9 | Kunia | HI | 96759 | Renato Maniulit
9-201503 | 2000-10-03 | 000097 | Site Cleanup Completed (NFA) | NIOC Kunia ( Navy Information Operation Command) | BLDG 9 | Kunia | HI | 96759 | Renato Maniulit
9-201503 | 1999-11-16 | 980189 | Site Cleanup Completed (NFA) | NIOC Kunia ( Navy Information Operation Command) | BLDG 9 | Kunia | HI | 96759 | Renato Maniulit
9-201503 | 1999-08-11 | 910073 | Site Cleanup Completed (NFA) | NIOC Kunia ( Navy Information Operation Command) | BLDG 9 | Kunia | HI | 96759 | Renato Maniulit
9-102240 | 1996-06-29 | 920123 | Case Transferred to HEER (DERA) | NAVAL AIR STATION - BARBERS POINT | BLDG 91 TANK BP49, BP50, BP51, BP51B, BP52 | Barbers Point Naval Air Station | HI | 96862 | To DERA
9-102240 | 2000-07-05 | 990132 | Site Cleanup Completed (NFA) | NAVAL AIR STATION - BARBERS POINT | BLDG 91 TANK BP49, BP50, BP51, BP51B, BP52 | Barbers Point Naval Air Station | HI | 96862 | To DERA
9-201509 | 1999-10-08 | 970082 | Site Cleanup Completed (NFA) | SCHOFIELD BARRACKS | BLDG 910 | Schofield Barracks | HI | 96857 | Shaobin Li
9-103473 | 2000-11-20 | 990077 | Site Cleanup Completed (NFA) | SCHOFIELD BARRACKS | BLDG 911 | Schofield Barracks | HI | 96857 | Jose Ruiz
9-201507 | 2008-05-20 | 890030 | Case Transferred to HEER (regulated) | KAPALAMA MILITARY RESERVATION | BLDG 942 TANK 942-1, 942-2, 942-3 | Schofield Barracks | HI | 96786 | To Heer
9-201511 | 1999-08-25 | 980074 | Site Cleanup Completed (NFA) | SCHOFIELD BARRACKS -- Vechile Maintenance Shop | BLDG 943 tank 943-1, 943-2 | Schofield Barracks | HI | 96857 | Jose Ruiz
9-201511 | 1999-08-25 | 910072 | Site Cleanup Completed (NFA) | SCHOFIELD BARRACKS -- Vechile Maintenance Shop | BLDG 943 tank 943-1, 943-2 | Schofield Barracks | HI | 96857 | Jose Ruiz
9-102689 | 2000-09-06 | 980111 | Site Cleanup Completed (NFA) | SCHOFIELD BARRACKS | BLDG 955 Reilly Ave TANK 955-3 | Schofield Barracks | HI | 96857 | Jeffrey Ung
9-102689 | 1996-08-14 | 920181 | Site Cleanup Completed (NFA) | SCHOFIELD BARRACKS | BLDG 955 Reilly Ave TANK 955-3 | Schofield Barracks | HI | 96857 | Jeffrey Ung
9-202045 | 2000-09-28 | 960066 | Site Cleanup Completed (NFA) | SCHOFIELD BARRACKS | BLDG 962 | Schofield Barracks | HI | 96857 | Richard Takaba
9-202045 | 2000-09-28 | 000060 | Site Cleanup Completed (NFA) | SCHOFIELD BARRACKS | BLDG 962 | Schofield Barracks | HI | 96857 | Richard Takaba
9-102834 | 1998-07-28 | 960061 | Site Cleanup Completed (NFA) | U.S. ARMY OIL STORAGE FACILITY | BLDG 965 | Schofield Barracks | HI | 96857 | Jeffrey Ung
9-102835 | 2007-03-16 | 940118 | Site Cleanup Completed (NFA) | SCHOFIELD BARRACKS - VEHICLE MAINT. SHOP | BLDG 968, TANK 968-1 AND 968-2 | Schofield Barracks | HI | 96857 | Darren Park
9-102245 | 2003-11-07 | 030013 | Site Cleanup Completed (NFA) | NAVAL AIR STATION - BARBERS POINT | BLDG 972 TANK BP54, BP55 | Barbers Point Naval Air Station | HI | 96862 | Richard Takaba
9-202044 | 1999-08-26 | 980115 | Site Cleanup Completed (NFA) | SCHOFIELD BARRACKS | BLDG 974, TANK 974-1, 974-2 | Schofield Barracks | HI | 96857 | Renato Maniulit
9-102556 | 1996-09-20 | 920093 | Site Cleanup Completed (NFA) | SCHOFIELD BARRACKS | BLDG 980 TANK 980-1 980-2 / CAPRON AVE | Schofield Barracks | HI | 96857 | Jose Ruiz
9-102919 | 1999-08-02 | 990087 | Site Cleanup Completed (NFA) | SCHOFIELD BARRACKS | BLDG 985 tank 985-1, 985-2 985-3 | Schofield Barracks | HI | 96857 | Shunsheng Fu
9-102919 | 2009-05-01 | 960057 | Site Assessment Completed (delineated) | SCHOFIELD BARRACKS | BLDG 985 tank 985-1, 985-2 985-3 | Schofield Barracks | HI | 96857 | Shunsheng Fu
9-102050 | 2007-03-06 | 900054 | Site Cleanup Completed (NFA) | HICKAM AIR FORCE BASE | BLDG 986 THIRD ST | Hickam Air Force Base | HI | 96853 | Darren Park
9-103010 | 2002-07-05 | 950046 | Site Cleanup Completed (NFA) | HICKAM AIR FORCE BASE | BLDG 988 | Hickam Air Force Base | HI | 96853 | Shunsheng Fu
9-102836 | 1999-08-26 | 970080 | Site Cleanup Completed (NFA) | U.S. ARMY VEHICLE MAINT. SHOP | Bldg 990 TANK 990-1, 991-1, 992-1 Capron Ave | Schofield Barracks | HI | 96857 | Jeffrey Ung
9-202043 | 2000-01-24 | 990076 | Site Cleanup Completed (NFA) | SCHOFIELD BARRACKS | BLDG 996 | Schofield Barracks | HI | 96857 | Jose Ruiz
9-102388 | 2002-01-11 | 940012 | Exposure Prevention Management Plan | NAVAL STATION - PEARL HARBOR | BLDG A19 TANK 29 | Pearl Harbor | HI | 96860 | Shunsheng Fu
9-103197 | 2000-06-16 | 960093 | Site Cleanup Completed (NFA) | NAVAL STATION - PEARL HARBOR - BISHOP POINT | Bldg B17 Tanks 88 & 89 | Pearl Harbor | HI | 96860 | Jeffrey Ung
9-102624 | 2000-06-27 | 960049 | Site Cleanup Completed (NFA) | NAVAL STATION PEARL HARBOR | Bldg B-7 Tank 46 | Pearl Harbor | HI | 96860 | Renato Maniulit
9-100753 | 1999-06-17 | 970039 | Site Cleanup Completed (NFA) | NAVAL STATION - FORD ISLAND | BLDG PIER F-10 TANK 73, 74 | Pearl Harbor | HI | 96860 | Jeffrey Ung
9-102396 | 1999-09-27 | 980169 | Site Cleanup Completed (NFA) | NAVAL STATION - PEARL HARBOR | BLDG S240 TANK 39 | Pearl Harbor | HI | 96860 | Renato Maniulit
9-100995 | 2000-06-15 | 970038 | Site Cleanup Completed (NFA) | NAVAL AIR STATION - FORD ISLAND | BLDG S294 TANK 78, 79, 80, 81, 82 | Pearl Harbor | HI | 96860 | Jeffrey Ung
9-102326 | 2014-09-09 | 140004 | Site Cleanup Completed (NFA) | NAVY PUBLIC WORKS CENTER | BLDG SX 30 TANK 2, 3, 103, 104 | Pearl Harbor | HI | 96860 | Shunsheng Fu
9-102326 | 2002-10-01 | 060009 | LUST Cleanup Initiated | NAVY PUBLIC WORKS CENTER | BLDG SX 30 TANK 2, 3, 103, 104 | Pearl Harbor | HI | 96860 | Shunsheng Fu
9-603074 | 2001-12-31 | 970101 | Site Cleanup Completed (NFA) | U.S. ARMY DINING FACILITY - POHAKULOA TRAINING AREA | BLDG T-186 | Paauilo | HI | 96776 | Jose Ruiz
9-102399 | 2011-11-04 | 900039 | Site Cleanup Completed with EHMP | HICKAM AIR FORCE BASE | BLDG T-3459 BOAT HARBOR | Hickam Air Force Base | HI | 96853 | Shunsheng Fu
9-101051 | 2000-05-08 | 000008 | Site Cleanup Completed (NFA) | PUNAMANO AIR FORCE STATION | BLDG T-78 | Kahuku | HI | 96731 | Jose Ruiz
9-201502 | 1999-10-08 | 970081 | Site Cleanup Completed (NFA) | HELEMANO MILITARY RESERVATION | BLDGS 222-1 222-2 | Schofield Barracks | HI | 96786 | Shaobin Li
9-201502 | 1999-10-13 | 980075 | Site Cleanup Completed (NFA) | HELEMANO MILITARY RESERVATION | BLDGS 222-1 222-2 | Schofield Barracks | HI | 96786 | Shaobin Li
9-103875 | 2009-07-14 | 090021 | Site Cleanup Completed (NFA) | Fort Shafter | Bonnie Loop | Fort Shafter | HI | 96858 | Richard Takaba
9-103920 | 2013-01-01 | 120008 | LUST Cleanup Initiated | Bowen Park | Bowen Park | Schofield Barracks | HI | 96857 | Shunsheng Fu
9-100990 | 2005-05-27 | 900048 | Site Cleanup Completed (NFA) | NAVAL OCEAN PROCESSING FACILITY | BOX 1395, FORD ISLAND NS 77-1, 77-2, 77-3 | Pearl Harbor | HI | 96860 | Chad Pritchard
9-601794 | 2002-05-13 | 970088 | Site Cleanup Completed (NFA) | former Hawaii Pacific Aviation | BRIG RD GATE 34 | Hilo | HI | 96720 | Jose Ruiz
9-103002 | 1999-08-26 | 950048 | Site Cleanup Completed (NFA) | FORT ARMSTRONG PARKING LOT (MOTORPOOL) | BUFORD AND PLEASANTON AVE | Honolulu | HI | 96813 | Renato Maniulit
9-202167 | 1997-12-22 | 900008 | Site Cleanup Completed (NFA) | WAHIAWA CENTER II | CALIFORNIA ST | Schofield Barracks | HI | 96786 | Jose Ruiz
9-103876 | 2009-05-07 | 090016 | Site Cleanup Completed (NFA) | Kaena Community Center | Capenter Street kolekole Street | Schofield Barracks | HI | 96857 | Richard Takaba
9-102704 | 2003-10-06 | 930012 | Site Cleanup Completed (NFA) | SHELLY MAZDA SERVICE AREA | CHAPIN ST | Honolulu | HI | 96800 | Richard Takaba
9-103358 | 2014-02-05 | 130001 | Site Assessment Completed (delineated) | USMC- MARINE BASE CORPS HAWAII | COMBAT VEHICLE MAINTENANCE BLDG 6030 TANK# 119, 120 | Kaneohe | HI | 96744 | Shaobin Li
9-200765 | 1994-08-02 | 920078 | Site Cleanup Completed (NFA) | PAUMALU EARTH STATION - COMSAT | COMSAT CORPORATION 58-350 KAMEHAMEHA HWY | Haleiwa | HI | 96712 | Janet Sherrer
9-103785 | 2004-10-27 | 040065 | Site Cleanup Completed (NFA) | Future Honolulu Ford Property | Corner of Houghtailing and King st | Honolulu | HI | 96819 | Randall Heu
9-103856 | 2011-01-06 | 080012 | Site Cleanup Completed (NFA) | Kaena Neighborhood | corner of Lyman Road | Schofield Barracks | HI | 96857 | Josh Nagashima
9-102464 | 1994-11-10 | 920003 | Site Cleanup Completed (NFA) | HARBOR COURT PROJECT | CORNER OF QUEEN AND BETHEL ST | Honolulu | HI | 96800 | Eric Sadoyama
9-202720 | 1999-08-27 | 970013 | Site Cleanup Completed (NFA) | EWA VILLAGE PROJECT | CORNER OF RENTON RD X TENNY RD | Ewa Beach | HI | 96706 | Renato Maniulit
9-501296 | 1994-11-21 | 920074 | Site Cleanup Completed (NFA) | HALEAKALA NATIONAL PARK | CRATER DISTRICT / MILE 11, PARK RD | Makawao | HI | 96768 | Roger Brewer
9-102996 | 1997-03-06 | 950018 | Site Cleanup Completed (NFA) | SCHOFIELD BARRACKS | CRIMINAL INVESTIGATION COMMAND FIELD OPERATIONS BUILDING | Schofield Barracks | HI | 96857 | Eric Sadoyama
9-500673 | 2001-04-19 | 990102 | Site Cleanup Completed (NFA) | PUKALANI TERRACE LANDCO | DEEPWELL | Pukalani | HI | 96788 | Shaobin Li
9-101805 | 2002-02-20 | 980088 | Site Cleanup Completed (NFA) | CIVIL DEFENSE | DIAMOND HEAD CRATER | Honolulu | HI | 96816 | Mark Sutterfield
9-102976 | 1995-05-10 | 940189 | Site Cleanup Completed (NFA) | DIAMOND HEAD MONUMENT | DIAMOND HEAD RD | Honolulu | HI | 96800 | Roger Brewer
9-103285 | 1999-02-09 | 970108 | Site Cleanup Completed (NFA) | HONOLULU COMMUNITY COLLEGE | DILLINGHAM BLVD | Honolulu | HI | 96817 | David Hodges
9-102825 | 1998-08-18 | 940158 | Site Cleanup Completed (NFA) | U.S. ARMY EXCHANGE SUPPORT FAC. | DISPENSARY BLDG 665 | Schofield Barracks | HI | 96857 | Lene Ichinotsubo
9-103455 | 1999-07-20 | 990005 | Site Cleanup Completed (NFA) | SCHOFIELD BARRACKS - SUPERSTATION | DUCK RD | Schofield Barracks | HI | 96857 | Richard Takaba
9-603459 | 1999-07-20 | 990085 | Site Cleanup Completed (NFA) | STANLEY I. HARA | EAST OF KILAUEA AVE AND MAMO ST TMK 2-3-09:09 | Hilo | HI | 96720 | Jeffrey Ung
9-202313 | 2004-09-07 | 980047 | Site Cleanup Completed (NFA) | NAV. COMMUN. AREA MASTER STATION | EASTERN PACIFIC BLDG 234, TANK 7, 8, 9, 35 | Wahiawa | HI | 96786 | Richard Takaba
9-202313 | 2004-09-07 | 980042 | Site Cleanup Completed (NFA) | NAV. COMMUN. AREA MASTER STATION | EASTERN PACIFIC BLDG 234, TANK 7, 8, 9, 35 | Wahiawa | HI | 96786 | Richard Takaba
9-202315 | 2000-03-24 | 990042 | Site Cleanup Completed (NFA) | NAV. COMMUN. AREA MASTER STATION | EASTERN PACIFIC BLDG 242, TANK 11 AND 38 | Wahiawa | HI | 96786 | Shaobin Li
9-202294 | 2003-01-30 | 990193 | Site Cleanup Completed (NFA) | NAV. COMMUN. AREA MASTER STATION | EASTERN PACIFIC / BLDG S-94, TANK 2 | Schofield Barracks | HI | 96786 | Richard Takaba
9-501740 | 2004-02-13 | 040025 | Site Cleanup Completed (NFA) | FAA - AIRPORT TRAF CONT TOWER (PMID OGG005128) | EENA RD KAHULUI AIRPORT | Kahului | HI | 96732 | Richard Takaba
9-700691 | 2001-09-18 | 010040 | Site Cleanup Completed (NFA) | LIHUE PLANTATION CO. LTD. | EHIKU ST (UNLOADING STATION) | Lihue | HI | 96766 | Shaobin Li
9-602750 | 1997-11-17 | 930079 | Site Cleanup Completed (NFA) | KEAHOLE AIRPORT - BLDG 301 | ELECTRICAL EQUIPMENT/GENERATOR R | Kailua-Kona | HI | 96740 | Lene Ichinotsubo
9-600584 | 1999-02-26 | 990052 | Site Cleanup Completed (NFA) | LELEIWI RADIO STATION | END OF KALANIANAOLE AVE IN KEAUKAHA S HILO | Hilo | HI | 96720 | Jeffrey Ung
9-701722 | 2002-04-10 | 910064 | Site Cleanup Completed (NFA) | NATIONAL TROPICAL BOTANICAL GARDENS | END OF PAPALINA RD KALAHEO / P.O. BOX 340 | Lawai | HI | 96765 | Jose Ruiz
9-600561 | 1999-08-23 | 990152 | Site Cleanup Completed (NFA) | HALAI HILL RADIO STATION | END OF ULILI ST, OFF HINA ST S HILO | Hilo | HI | 96720 | Jeffrey Ung
9-300545 | 1996-10-30 | 890021 | Site Cleanup Completed (NFA) | KUALAPUU CENTRAL OFFICE | Farrington Ave & Kalae Highway; access on N. Ehaku Pl. | Kualapuu | HI | 96757 | Janet Sherrer
9-602701 | 1995-05-31 | 930014 | Site Cleanup Completed (NFA) | TATSUO KIMOTO | FIELD BOX 161 | Mountain View | HI | 96771 | Eric Sadoyama
9-103866 | 2008-11-17 | 080046 | Site Cleanup Completed (NFA) | Mololani Marine Base Housing | Fleming Circle, Tank 1995 and 1997 | Kaneohe Marine Corps Base | HI | 96863 | Darren Park
9-103866 | 2009-06-15 | 090005 | Site Cleanup Completed (NFA) | Mololani Marine Base Housing | Fleming Circle, Tank 1995 and 1997 | Kaneohe Marine Corps Base | HI | 96863 | Darren Park
9-103866 | 2008-11-17 | 080048 | Site Cleanup Completed (NFA) | Mololani Marine Base Housing | Fleming Circle, Tank 1995 and 1997 | Kaneohe Marine Corps Base | HI | 96863 | Darren Park
9-202175 | 2011-09-22 | 900049 | Site Cleanup Completed with EHE/EHMP | ARIZONA CLUB | FORD ISLAND / TANK 63 BLDG B-88 | Honolulu | HI | 96800 | Shaobin Li
9-103802 | 2006-04-21 | 060002 | Site Cleanup Completed (NFA) | Radford Terrace Family Housing | Former Bldg 1041 | Pearl Harbor | HI | 96860 | Shunsheng Fu
9-103550 | 2001-05-25 | 990219 | Site Cleanup Completed (NFA) | HICKAM AIR FORCE BASE | FORMER BLDG 1041 TANK F-1041 | Hickam Air Force Base | HI | 96853 | To DERA
9-103555 | 2001-09-18 | 990225 | Site Cleanup Completed (NFA) | HICKAM AIR FORCE BASE | FORMER BLDG 1818 TANK F-1818A (SOUTH LAWN) | Hickam Air Force Base | HI | 96853 | To DERA
9-103556 | 2001-05-25 | 990220 | Site Cleanup Completed (NFA) | HICKAM AIR FORCE BASE | FORMER BLDG 29 TANK F-29A, F-29B | Hickam Air Force Base | HI | 96853 | To DERA
9-103448 | 2001-05-25 | 990180 | Site Cleanup Completed (NFA) | HICKAM AIR FORCE BASE - ST20-3592 | FORMER BLDG 501 UST FT KAM, ST20 | Hickam Air Force Base | HI | 96853 | To DERA
9-103824 | 2007-06-07 | 070006 | Site Cleanup Completed (NFA) | Hasley Terrace Family Housing | Former Bldg 725 Halsey Terrace off of Lownsbury Street | Pearl Harbor | HI | 96860 | Darren Park
9-103843 | 2007-11-19 | 070024 | Site Cleanup Completed (NFA) | Catlin park Family Housing | formerly 1940 Benfold Circle | Honolulu | HI | 96818 | Darren Park
9-101090 | 1998-03-13 | 980066 | Site Cleanup Completed (NFA) | 29TH INFANTRY BRIGADE ARMORY | Fort Ruger, Bldg 264-A 22ND AVE | Honolulu | HI | 96816 | Janet Sherrer
9-102510 | 2001-10-23 | 920015 | Site Cleanup Completed (NFA) | U.S. ARMY RESERVE CENTER | FORT SHAFTER FLATS / PHASE II | Fort Shafter | HI | 96858 | Jose Ruiz
9-102856 | 2001-11-08 | 960041 | Site Cleanup Completed (NFA) | U.S. ARMY MATERIAL STORAGE FAC. | FORT SHAFTER BLDG 310 TANK 310-2 | Fort Shafter | HI | 96858 | Jose Ruiz
9-601404 | 2004-04-01 | 980222 | Site Cleanup Completed (NFA) | FAA HAMAKUA RCAG | GENERAL LYMAN FIELD / P.O. BOX 4909 | Hilo | HI | 96720 | Randall Heu
9-601648 | 1996-09-25 | 960027 | Site Cleanup Completed (NFA) | BUDGET RENT-A-CAR SYSTEMS INC 2101 | GENERAL LYMAN FIELD HILO INTERNATIONAL AIRPORT | Hilo | HI | 96720 | Jose Ruiz
9-601282 | 2010-12-07 | 100020 | Site Cleanup Completed (NFA) | AVIS RENT-A-CAR (PMID ITO009107) | GENERAL LYMAN FIELD HILO INTERNATIONAL AIRPORT | Hilo | HI | 96720 | Josh Nagashima
9-601405 | 2005-07-11 | 980223 | Site Cleanup Completed (NFA) | FAA- HILO TOWER (ITO - ATCT) | GENERAL LYMAN FIELD P.O. BOX 4909 | Hilo | HI | 96720 | Richard Takaba
9-601403 | 2005-07-26 | 980072 | Site Cleanup Completed (NFA) | FAA HILO ASR8 | GENERAL LYMAN FIELD / P.O. BOX 4909 | Hilo | HI | 96720 | Haven Westerman
9-600465 | 2004-05-21 | 000053 | Site Cleanup Completed (NFA) | HIRANO STORE | GLENWOOD, HWY 11 P.O. Box 176 | Mountain View | HI | 96771 | Randall Heu
9-602404 | 1999-05-07 | 990127 | Site Cleanup Completed (NFA) | VOLCANO GOLF & COUNTRY CLUB | GOLF COURSE RD | Hawaii Volcanoes National Park | HI | 96718 | Richard Takaba
9-603463 | 2000-04-05 | 000054 | Site Cleanup Completed (NFA) | FRANK DECAIRES | GOVERNMENT MAIN ROAD | Laupahoehoe | HI | 96764 | Renato Maniulit
9-200353 | 1995-12-18 | 940195 | Site Cleanup Completed (NFA) | OMEGA STATION | HAIKU RD / P.O. BOX H | Kaneohe | HI | 96744 | Roger Brewer
9-501350 | 2001-04-19 | 990039 | Site Cleanup Completed (NFA) | KAHULUI SPS | HANA HWY/HOBRON AVE | Kahului | HI | 96732 | Shaobin Li
9-501345 | 1999-08-25 | 990064 | Site Cleanup Completed (NFA) | KUAU SPS 1 | HANA HWY/KAIAE LN | Kahului | HI | 96732 | Jose Ruiz
9-603563 | 2000-07-18 | 000051 | Site Cleanup Completed (NFA) | PAAUILO STORE | HAWAII BELT RD | Paauilo | HI | 96776 | Renato Maniulit
9-600578 | 1994-07-05 | 930088 | Site Cleanup Completed (NFA) | KOHALA CENTRAL OFFICE | HAWI-NIULII RD | Kohala | HI | 96755 | Jose Ruiz
9-601880 | 1998-11-25 | 940088 | Site Cleanup Completed (NFA) | HAWAII NATIONAL GUARD YOUTH CHALLENGE ACADEMY - Kulani | HC- 01 STAINBACK HWY | Hilo | HI | 96720 | Jose Ruiz
9-601880 | 1998-11-25 | 920121 | Site Cleanup Completed (NFA) | HAWAII NATIONAL GUARD YOUTH CHALLENGE ACADEMY - Kulani | HC- 01 STAINBACK HWY | Hilo | HI | 96720 | Jose Ruiz
9-101053 | 1975-12-31 | 150015 | Case Transferred to HEER (DERA) | HICKAM POL ANNEX (KIPAPA) | HDQR 15TH AIR BASE WING (15ABW) | Hickam Air Force Base | HI | 96853 | To DERA
9-102867 | 2004-08-05 | 030037 | Site Cleanup Completed (NFA) | U.S. ARMY WASHING FAC. PLATFORM UST HMR 216 | HELEMANO RAD. REC. STATION BLDG 216 TANK HMR 210 | Schofield Barracks | HI | 96857 | Richard Takaba
9-601614 | 2002-11-14 | 970089 | Site Cleanup Completed (NFA) | HILO INTERNATIONAL AIRPORT -- ARFF Fire Training pit | HILO INTERNATIONAL AIRPORT | Hilo | HI | 96720 | Shaobin Li
9-601614 | 2007-08-15 | 070019 | Site Cleanup Completed (NFA) | HILO INTERNATIONAL AIRPORT -- ARFF Fire Training pit | HILO INTERNATIONAL AIRPORT | Hilo | HI | 96720 | Shaobin Li
9-503635 | 2000-04-17 | 910011 | Site Cleanup Completed (NFA) | PAPILLION HAWAIIAN HELICOPTERS HELIPORT | HONOAPIILANI HIGHWAY | Kapalua | HI | 96761 | Renato Maniulit
9-502529 | 1995-05-16 | 950015 | Site Cleanup Completed (NFA) | HAWAIIAN CEMENT - WAIKAPU QUARRY | HONOAPIILANI HWY | Wailuku | HI | 96793 | Roger Brewer
9-100229 | 2000-02-04 | 940143 | Site Cleanup Completed (NFA) | HAWAIIAN AIRLINES INC. (PMID 004101) | HONOLULU INTERNATIONAL AIRPORT | Honolulu | HI | 96820 | Renato Maniulit
9-100200 | 2002-09-18 | 980037 | Site Cleanup Completed (NFA) | FAA - HNL RTR | HONOLULU INTERNATIONAL AIRPORT | Honolulu | HI | 96825 | Jose Ruiz
9-200202 | 1996-10-21 | 950054 | Site Cleanup Completed (NFA) | FAA - HNL ASR | HONOLULU INTERNATIONAL AIRPORT | Honolulu | HI | 96819 | Roger Brewer
9-101676 | 1999-09-15 | 990142 | Site Cleanup Completed (NFA) | Honolulu - ARFF FIRE STATION ARF 2 (PMID 604105B) | HONOLULU INTERNATIONAL AIRPORT - REEF RUNWAY | Honolulu | HI | 96819 | Jose Ruiz
9-101061 | 1999-09-23 | 990230 | Site Cleanup Completed (NFA) | WIKI WIKI BUS HANGAR (PMID 001109) | HONOLULU INTERNATIONAL AIRPORT c/o Airport Group International Honolulu International Airport 200 Rodgers Blvd | Honolulu | HI | 96819 | Renato Maniulit
9-101675 | 2002-06-04 | 910035 | Site Cleanup Completed (NFA) | HONOLULU INTERNATIONAL AIRPORT - TERMINAL FACILITY (PMID 620115a, 539000, 350128, 350130) | HONOLULU INTERNATIONAL AIRPORT GATE 17, 20 AND 23, bldg 168, north wash rack | Honolulu | HI | 96819 | Shumin Liu
9-101675 | 2001-05-21 | 990228 | Site Cleanup Completed (NFA) | HONOLULU INTERNATIONAL AIRPORT - TERMINAL FACILITY (PMID 620115a, 539000, 350128, 350130) | HONOLULU INTERNATIONAL AIRPORT GATE 17, 20 AND 23, bldg 168, north wash rack | Honolulu | HI | 96819 | Shumin Liu
9-101675 | 2002-06-04 | 990176 | Site Cleanup Completed (NFA) | HONOLULU INTERNATIONAL AIRPORT - TERMINAL FACILITY (PMID 620115a, 539000, 350128, 350130) | HONOLULU INTERNATIONAL AIRPORT GATE 17, 20 AND 23, bldg 168, north wash rack | Honolulu | HI | 96819 | Shumin Liu
9-100276 | 1999-04-22 | 980243 | Site Cleanup Completed (NFA) | FAA - HNL VORTAC (PMID 811107A) | HONOLULU INTERNTIONAL AIRPORT | Honolulu | HI | 96825 | Richard Takaba
9-600731 | 2003-05-07 | 030027 | Site Cleanup Completed (NFA) | KAHUKU RANCH | HWY 11 | Naalehu | HI | 96772 | Richard Takaba
9-303146 | 2011-03-14 | 110010 | Site Cleanup Completed (NFA) | USCG - FORMER LORAN STATION | ILIO POINT | Ilio Point | HI | 96770 | Thu Perry
9-202488 | 2009-09-03 | 920165 | Site Cleanup Completed (NFA) | KAENA POINT NATURAL RESERVE | KAENA POINT MILITARY RESERVATION | Kaena Point | HI | 96792 | To HEER
9-503381 | 2000-09-22 | 980166 | Site Cleanup Completed (NFA) | FAA -ASR-7 KAHULUI AIRPORT (PMID OGG005106) | Kahului Airport | Kahului | HI | 96732 | Shaobin Li
9-503713 | 2010-02-16 | 100013 | Site Cleanup Completed (NFA) | KAHULUI AIRPORT - ARFF TRAINING (PMID 820108) | KAHULUI AIRPORT | Kahului | HI | 96732 | Richard Takaba
9-503014 | 2002-01-14 | 950121 | Site Cleanup Completed (NFA) | HI DOT AIRPORTS DIVISION MCA YARD (PMID OGG821105) | KAHULUI AIRPORT | Kahului | HI | 96732 | Mark Sutterfield
9-501591 | 1998-03-11 | 890026 | Site Cleanup Completed (NFA) | HERTZ RENT-A-CAR (AREA 2612) (PMID OGG002118) | KAHULUI AIRPORT 850 MOKUEA PLACE | Kahului | HI | 96732 | George Tabil
9-601744 | 1996-11-04 | 950055 | Site Cleanup Completed (NFA) | Hawaii County KOHALA COAST FIRE STATION | KALAHUIPUA'A, S KOHALA 64-4550 QUEEN KAAHUMANU HWY | Kamuela | HI | 96743 | Jose Ruiz
9-702155 | 2008-02-19 | 050040 | Site Cleanup Completed (NFA) | KAUAI MARRIOTT RESORT AND BEACH CLUB | Kalapaki Beach 3610 RICE ST | Lihue | HI | 96766 | Shunsheng Fu
9-702155 | 1994-02-07 | 880023 | Site Cleanup Completed (NFA) | KAUAI MARRIOTT RESORT AND BEACH CLUB | Kalapaki Beach 3610 RICE ST | Lihue | HI | 96766 | Shunsheng Fu
9-601041 | 1995-03-31 | 950024 | Site Cleanup Completed (NFA) | HI DOT HIGHWAYS DIVISION | KALOKO (KONA) -HAWAII BELT RD / 73-4740 MAMALAHOA HWY | Kailua-Kona | HI | 96740 | Roger Brewer
9-301571 | 2003-02-28 | 980227 | Site Cleanup Completed (NFA) | AM TRANSMITTER SITE | KALUAKOI RD/TK 5-1-2 PARCEL19 | Maunaloa | HI | 96770 | John Peard
9-201384 | 1997-07-31 | 910077 | Site Cleanup Completed (NFA) | S. TANAKA STORE | KAMEHAMEHA HWY | Kahuku | HI | 96731 | Lene Ichinotsubo
9-300556 | 1997-07-02 | 950070 | Site Cleanup Completed (NFA) | UALAPUE CENTRAL OFFICE | KAMEHAMEHA V HWY | Ualapue | HI | 96748 | Janet Sherrer
9-301401 | 2000-06-07 | 990093 | Site Cleanup Completed (NFA) | KAUNAKAKAI PW BASE YARD | KAMEHAMEHA V HWY 101 MAUNALOA HWY | Kaunakakai | HI | 96748 | Jose Ruiz
9-301401 | 2000-09-08 | 000015 | Site Cleanup Completed (NFA) | KAUNAKAKAI PW BASE YARD | KAMEHAMEHA V HWY 101 MAUNALOA HWY | Kaunakakai | HI | 96748 | Jose Ruiz
9-102977 | 2014-10-21 | 150001 | Confirmed Release | COCONUT ISLAND | KANEOHE BAY | Kaneohe | HI | 96744 | Shunsheng Fu
9-102977 | 2015-09-28 | 150031 | Confirmed Release | COCONUT ISLAND | KANEOHE BAY | Kaneohe | HI | 96744 | Shunsheng Fu
9-102977 | 2002-05-10 | 950122 | Site Cleanup Completed (NFA) | COCONUT ISLAND | KANEOHE BAY | Kaneohe | HI | 96744 | Shunsheng Fu
9-102652 | 1999-04-20 | 990043 | Site Cleanup Completed (NFA) | KAMEHAMEHA SCHOOLS | KAPALAMA HEIGHTS / MOTOR POOL SHOP AREA | Honolulu | HI | 96817 | Renato Maniulit
9-102160 | 1993-04-12 | 890025 | Site Cleanup Completed (NFA) | ALOHA MOTORS | KAPIOLANI BLVD x KALAKAUA AVE | Honolulu | HI | 96815 | Raymond Seid
9-102703 | 1995-03-31 | 930011 | Site Cleanup Completed (NFA) | KAPIOLANI BOWL | KAPIOLANI BLVD x WARD AVE | Honolulu | HI | 96800 | To HEER
9-603743 | 2010-05-13 | 020016 | Site Cleanup Completed (NFA) | BIG ISLAND BRAKE & FRONT REPAIR | KAUMANA DRIVE AND AKALA ROAD | Hilo | HI | 96720 | Shunsheng Fu
9-303005 | 1995-03-15 | 950044 | Site Cleanup Completed (NFA) | MOLOKAI RANCH | KAUNAKAKAI PL | Kaunakakai | HI | 96748 | Roger Brewer
9-603440 | 2011-05-31 | 980254 | Site Cleanup Completed (NFA) | KAWAIHAE SERVICE | KAWAIHAE MAKUKONA (AKONI-PULE) AT KAWAIHAE WHARF APPROACH RD TMK 6-1-03-04 | Kawaihae | HI | 96743 | Shunsheng Fu
9-601715 | 1994-08-09 | 920160 | Site Cleanup Completed (NFA) | ALAMO RENT-A-CAR | KEAHOLE AIRPORT LOT 002106 | Kailua-Kona | HI | 96745 | Eric Sadoyama
9-601634 | 2001-11-05 | 990053 | Site Cleanup Completed (NFA) | ROBERTS TOURS & TRANS. INC. | KEAHOLE U-DRIVE BASEYARD LOT 002111 | Kailua-Kona | HI | 96740 | Mark Sutterfield
9-601620 | 2011-04-19 | 990145 | Site Cleanup Completed (NFA) | NATIONAL CAR RENTAL | KEAHOLE-KONA AIRPORT P.O. BOX 602 KEAHOLE U-DRIVE BASEYARD LOT 002112A | Kailua-Kona | HI | 96740 | Shaobin Li
9-601620 | 2011-04-19 | 090014 | Site Cleanup Completed (NFA) | NATIONAL CAR RENTAL | KEAHOLE-KONA AIRPORT P.O. BOX 602 KEAHOLE U-DRIVE BASEYARD LOT 002112A | Kailua-Kona | HI | 96740 | Shaobin Li
9-201728 | 2005-02-11 | 900108 | Case Tansferred to HEER (VRP) | WAIALUA SUGAR COMPANY, INC. | KEALOHANUI ST/GOODALE AVE / TANK 1 & 2 | Waialua | HI | 96791 | To VRP
9-202402 | 1997-10-20 | 900107 | Site Cleanup Completed (NFA) | WAIALUA SUGAR COMPANY, INC. | KEALOHANUI ST/GOODALE AVE / TANK 7 | Waialua | HI | 96791 | Lene Ichinotsubo
9-201688 | 1997-10-20 | 900036 | Site Cleanup Completed (NFA) | WAIALUA SUGAR COMPANY, INC. | KEALOHANUI ST/GOODALE AVE / TANKS 2, 3, 4 | Waialua | HI | 96791 | Lene Ichinotsubo
9-201010 | 2002-12-13 | 030012 | Site Cleanup Completed (NFA) | WAIALUA SUGAR COMPANY, INC. | KEALOHANUI ST/GOODALE AVE TANK 7 & 8 | Waialua | HI | 96791 | Richard Takaba
9-502619 | 1997-10-20 | 920152 | Site Cleanup Completed (NFA) | HOTEL HANA MAUI LAUNDRY | KEAWE PL AND HANA HWY / P.O. BOX 8 | Hana | HI | 96713 | Jose Ruiz
9-500370 | 2009-06-15 | 980049 | Site Cleanup Completed (NFA) | HI DOT AIRPORT MAINTENANCE BASE YARD (PMID OGG006102) | KEOLANI PL KAHULUI INTERNATIONAL AIRPORT | Kahului | HI | 96732 | Darren Park
9-601820 | 2000-01-24 | 990001 | Site Cleanup Completed (NFA) | KILAUEA MILITARY CAMP | KMC-HI VOLCANOES REC. AREA TANK 85-1 TANK 85-2, TANK 85-3, TANK 85-4 | Kilauea Military Camp | HI | 96718 | Jose Ruiz
9-601820 | 2000-01-24 | 990015 | Site Cleanup Completed (NFA) | KILAUEA MILITARY CAMP | KMC-HI VOLCANOES REC. AREA TANK 85-1 TANK 85-2, TANK 85-3, TANK 85-4 | Kilauea Military Camp | HI | 96718 | Jose Ruiz
9-700613 | 1998-09-25 | 980073 | Site Cleanup Completed (NFA) | PUU KA PELE RADIO STATION | KOKEE ACCESS RD | Waimea | HI | 96796 | Richard Takaba
9-203566 | 2000-11-20 | 990238 | Site Cleanup Completed (NFA) | SCHOFIELD BARRACKS | KOLEKOLE AVE x FLAGLER RD BLDG 364 | Schofield Barracks | HI | 96857 | Richard Takaba
9-102997 | 2001-12-11 | 950014 | Site Cleanup Completed (NFA) | KAHUKU TRAINING AREA - GENERATOR BUILDING | KTA-2 | Kahuku | HI | 96731 | Jose Ruiz
9-102483 | 2008-06-20 | 080010 | Site Cleanup Completed (NFA) | Defense Distribution Depot Pearl Harbor (DDPH) | Kuahua Peninsula BLDG 1733 Tank 15 | Pearl Harbor | HI | 96860 | Darren Park
9-501838 | 1998-11-25 | 970084 | Site Cleanup Completed (NFA) | ORGANIZATIONAL MAINT. SHOP 3 | KUHIO PL | Paukukalo | HI | 96793 | Jose Ruiz
9-600716 | 1996-06-06 | 890017 | Site Cleanup Completed (NFA) | YOUNG BROTHERS, LTD. | KUHIO WHARF PIER 2 | Hilo | HI | 96720 | Raymond Seid
9-603155 | 1996-08-12 | 960058 | Site Cleanup Completed (NFA) | HAWAIIAN CEMENT - HILO TERMINAL | KUHIO WHARF RD | Hilo | HI | 96720 | Jose Ruiz
9-500547 | 1994-12-28 | 940157 | Site Cleanup Completed (NFA) | KULA CENTRAL OFFICE | KULA HWY | Kula | HI | 96790 | Raymond Seid
9-603630 | 2000-06-27 | 000076 | Site Cleanup Completed (NFA) | KUMU STREET | KUMU STREET AND KAMEHAMEHA AVE | Hilo | HI | 96720 | Jose Ruiz
9-601042 | 1994-11-21 | 940164 | Site Cleanup Completed (NFA) | HI DOT HIGHWAYS DIVISION | LALAMILO SOUTH KOHALA / 66-1595 KAWAIHAE RD | Kamuela | HI | 96743 | Roger Brewer
9-103808 | 2007-01-30 | 060028 | Site Cleanup Completed (NFA) | Naval Station - Ford Island | Lift Station FI-047 Ranger Loop on Ford Island | Pearl Harbor | HI | 96860 | Shunsheng Fu
9-703405 | 1999-03-30 | 990171 | Site Cleanup Completed (NFA) | FAA - KAUAI | LIH ATCT (LIHUE AIR TRAFFIC CONTROL TOWER), LIH VORTAC , AND SOK VORTAC (SOUTH KAUAI VORTAC) | Lihue | HI | 96766 | David Hodges
9-500374 | 2001-03-20 | 930046 | Site Cleanup Completed (NFA) | PUKALANI TERRACE LANDCO BASE YARD | LIHOLANI ST ALONG KAAKAKAI | Pukalani | HI | 96788 | Jose Ruiz
9-500374 | 2001-03-20 | 980095 | Site Cleanup Completed (NFA) | PUKALANI TERRACE LANDCO BASE YARD | LIHOLANI ST ALONG KAAKAKAI | Pukalani | HI | 96788 | Jose Ruiz
9-703830 | 1997-07-25 | 910043 | Site Cleanup Completed (NFA) | LIHUE AIRPORT RENOVATION | LIHUE AIRPORT | Lihue | HI | 96766 | Jose Ruiz
9-201884 | 2006-07-24 | 940025 | Site Cleanup Completed (NFA) | SCHOFIELD BARRACKS - LEADER FIELD | LYMAN RD x HAUULA ST | Schofield Barracks | HI | 96857 | Shunsheng Fu
9-603798 | 2005-08-25 | 050034 | Site Cleanup Completed (NFA) | Former Minoru Kawagara Chevron Service | Mamalahoa Highway | Ninole | HI | 96773 | Shunsheng Fu
9-602673 | 2004-03-31 | 040033 | Site Cleanup Completed (NFA) | DILLINGHAM PARTNERS DBA CAPTAIN COOK INVESTMENT OR LAUPAHOEHOE TRANS | MAMALAHOA HWY | Captain Cook | HI | 96704 | Richard Takaba
9-601692 | 1998-04-01 | 980025 | Site Cleanup Completed (NFA) | KAMUELA VACUUM COOLING COOP.,LTD | MAMALAHOA HWY | Kamuela | HI | 96743 | Jose Ruiz
9-601626 | 1999-02-22 | 950120 | Site Cleanup Completed (NFA) | DEPT OF HAWAIIAN HOME LANDS - WE | MAMALAHOA HWY / P.O. BOX 125 | Kamuela | HI | 96743 | David Hodges
9-603504 | 1999-02-02 | 990114 | Site Cleanup Completed (NFA) | Hawaii County | MAMALAHOA HWY x LINDSEY RD | Kamuela | HI | 96743 | Jeffrey Ung
9-203744 | 2002-07-12 | 020024 | Site Cleanup Completed (NFA) | FORMER OAHU SUGAR MILL | MANAGERS DRIVE/HIAPO ST | Waipahu | HI | 96797 | Richard Takaba
9-202987 | 1999-05-11 | 990074 | Site Cleanup Completed (NFA) | RCA BUILDING | MARCONI RD | Kahuku | HI | 96731 | Renato Maniulit
9-102800 | 1999-09-27 | 940014 | Site Cleanup Completed (NFA) | NAVAL STATION PEARL HARBOR | MARINE BARRACKS - BLDG 286 TANK 47 | Pearl Harbor | HI | 96860 | Renato Maniulit
9-603620 | 2003-09-08 | 020006 | Site Cleanup Completed (NFA) | UNIVERSITY OF HAWAII 88" TELESCOPE | MAUNA KEA SUMMIT | Hilo | HI | 96720 | Shaobin Li
9-101791 | 2010-04-15 | 980007 | Site Cleanup Completed (NFA) | KAMEHAMEHA SCHOOLS | MAWAENA FIELD | Honolulu | HI | 96817 | Shaobin Li
9-101791 | 1997-05-28 | 890012 | Site Cleanup Completed (NFA) | KAMEHAMEHA SCHOOLS | MAWAENA FIELD | Honolulu | HI | 96817 | Shaobin Li
9-103804 | 2012-07-30 | 100004 | Site Cleanup Completed (NFA) | Middle Street Intermodal Center | Middle Street and Kamehameha Hwy | Honolulu | HI | 96817 | Thu Perry
9-203771 | 2004-10-01 | 040004 | Site Cleanup Completed (NFA) | Crystal Auto Repair/Island Quickie Lube | Moanalua Shopping Center 958 SPENCE ST | ZipCode Unknown | XX | 99999 | Shunsheng Fu
9-203726 | 2002-02-15 | 020001 | Site Cleanup Completed (NFA) | A&B PROPERTIES, INC . MILL TOWN SITE | MOKUOLA STREET EXTENSION (FORMER WAIPAHU SUGAR MILL CAMP HOUSING) | Waipahu | HI | 96797 | Jose Ruiz
9-303121 | 1997-07-31 | 960015 | Site Cleanup Completed (NFA) | DOLLAR RENT-A-CAR (PMID MKK002104B) | Molokai Airport Baseyard | Hoolehua | HI | 96729 | Steven Okoji
9-102580 | 2005-11-06 | 920109 | Site Cleanup Completed (NFA) | HICKAM AIR FORCE BASE | MOTOR POOL INDUSTRIAL AREA / NORTHWEST TANKS (2) BLDG 2002 | Hickam Air Force Base | HI | 96853 | To DERA
9-102581 | 1998-11-23 | 920108 | Site Cleanup Completed (NFA) | HICKAM AIR FORCE BASE | MOTOR POOL INDUSTRIAL AREA / SOUTHEAST TANKS (2) | Hickam Air Force Base | HI | 96853 | To DERA
9-200522 | 1997-09-17 | 910003 | Site Cleanup Completed (NFA) | MOUNT KAALA RADIO SITE | MT KAALA | Mokuleia | HI | 96791 | Lene Ichinotsubo
9-200198 | 1999-04-05 | 980221 | Site Cleanup Completed (NFA) | FAA - MT KAALA RCAG | MT KAALA | Honolulu | HI | 96816 | Jose Ruiz
9-200199 | 1998-04-01 | 920039 | Site Cleanup Completed (NFA) | FAA - QKAC ARSR MT. KAALA | MT KAALA | Waialua | HI | 96791 | Jose Ruiz
9-103669 | 2002-06-18 | 010017 | Site Cleanup Completed (NFA) | MT KAALA MILITARY RESERVATION | MT KAALA MILITARY RESERVATION | Fort Shafter | HI | 96858 | Shaobin Li
9-600591 | 1999-06-28 | 960069 | Site Cleanup Completed (NFA) | OOKALA RADIO STATION | N HILO MAMALAHOA HWY | Ookala | HI | 96774 | Richard Takaba
9-500914 | 1997-09-26 | 930066 | Site Cleanup Completed (NFA) | MAUI COUNTY KIHEI SPS5 (EAST WELAKAHAO) | N KIHEI RD | Kihei | HI | 96753 | David Hodges
9-202164 | 1994-08-04 | 900002 | Site Cleanup Completed (NFA) | HAWAIIAN CEMENT | NANAKULI PLANT / LUALUALEI DEPOT RD | Nanakuli | HI | 96792 | Raymond Seid
9-103100 | 1997-01-29 | 950117 | Site Cleanup Completed (NFA) | NAVAL STATION- PEARL HARBOR | NAVY MARINE GOLF COURSE TANK 92 | Pearl Harbor | HI | 96860 | Jose Ruiz
9-601318 | 1997-06-02 | 950032 | Site Cleanup Completed (NFA) | MACFARMS OF HAWAII, INC. | NEAR 84 MILE MARKER, HWY 11 AT WORKSHOP AREA, NEAR KAPUA MAUKA | Honomalino | HI | 96704 | Janet Sherrer
9-103776 | 2008-07-23 | 040034 | Site Cleanup Completed (NFA) | Tripler Medical Center | Near Bldg 125 | Tripler Army Medical Center | HI | 96859 | To DERA
9-103277 | 1997-09-26 | 970060 | Site Cleanup Completed (NFA) | LYNCH FIELD | NIMITZ & VALKENBURGH | Pearl Harbor | HI | 96860 | Jose Ruiz
9-102595 | 1993-06-28 | 920140 | Site Cleanup Completed (NFA) | SUPERBLOCK PROPERTIES | NORTH BLOCK (BLDG N15) / SHERIDAN ST | Honolulu | HI | 96814 | Stanton Enomoto
9-102594 | 1993-12-20 | 920139 | Site Cleanup Completed (NFA) | SUPERBLOCK PROPERTIES | NORTH BLOCK (BLDG N8) / KEEAUMOKU ST | Honolulu | HI | 96814 | Stanton Enomoto
9-600461 | 1994-03-03 | 930038 | Site Cleanup Completed (NFA) | HAWAII COUNTY POLICE DEPT | NORTH HILO POLICE STATION / PUUALAEA HOMESTEAD RD | Laupahoehoe | HI | 96764 | Not Assigned
9-103725 | 2005-11-06 | 010048 | Site Cleanup Completed (NFA) | HICKAM AIR FORCE BASE | NORTH OF BLDG 3590 TANK 752 | Hickam Air Force Base | HI | 96853 | To DERA
9-603443 | 2002-02-08 | 990035 | Site Cleanup Completed (NFA) | KAU SUGAR MILL | NUMBER ONE MILL RD 96-3207 MAILE ST | Pahala | HI | 96777 | Jose Ruiz
9-503733 | 2002-07-15 | 020004 | Site Cleanup Completed (NFA) | OLD WAINEE VILLAGE | OFF E. SHAW STREET (VACANT LAND) | Lahaina | HI | 96761 | Shaobin Li
9-601639 | 1996-08-12 | 950113 | Site Cleanup Completed (NFA) | HAINA SERVICE STATION | OFF STATE ROUTE 240 | Honokaa | HI | 96727 | Roger Brewer
9-601040 | 1993-09-14 | 920125 | Site Cleanup Completed (NFA) | HI DOT Honokaa Base yard | Ohia Street | Honokaa | HI | 96727 | Not Assigned
9-103363 | 2002-12-10 | 990233 | Site Cleanup Completed (NFA) | UH MANOA PRINT SHOP | Old Engineering Quad, Bldg 34 | Honolulu | HI | 96822 | Jose Ruiz
9-501585 | 1994-05-09 | 940038 | Site Cleanup Completed (NFA) | DAVID PICO CESSPOOL DIGGING | OLD HALEAKALA HWY | Kahului | HI | 96732 | Steven Okoji
9-703746 | 2014-09-19 | 140012 | Site Cleanup Completed (NFA) | KUKUIULA WASTEWATER TREATMENT PLANT | OLD McBRYDE CANE COAST ROAD | Koloa | HI | 96756 | Shunsheng Fu
9-200944 | 2007-12-06 | 890014 | Site Cleanup Completed (NFA) | OAHU SUGAR COMPANY, LTD - MILLYARD | P.O. BOX 0 | Waipahu | HI | 96797 | To VRP
9-601689 | 1994-12-28 | 910008 | Site Cleanup Completed (NFA) | B.K GAS CENTER NO. 88 | P.O. BOX 1218 / HAWAII BELT RD | Kealakekua | HI | 96750 | Eric Sadoyama
9-601831 | 1999-05-11 | 980233 | Site Cleanup Completed (NFA) | KONA VILLAGE RESORT | P.O. BOX 1299 QUEEN KAAHUMANU HWY | Kailua-Kona | HI | 96745 | Renato Maniulit
9-601831 | 1993-08-27 | 920045 | Site Cleanup Completed (NFA) | KONA VILLAGE RESORT | P.O. BOX 1299 QUEEN KAAHUMANU HWY | Kailua-Kona | HI | 96745 | Renato Maniulit
9-700688 | 2008-09-16 | 020037 | Site Cleanup Completed (NFA) | SAKODA GARAGE, INC. | P.O. BOX 143 / 3954 HANAPEPE RD | Hanapepe | HI | 96716 | Darren Park
9-702732 | 2006-07-27 | 940081 | Site Cleanup Completed (NFA) | OLOKELE SUGAR CO., LTD | P.O. BOX 156 / 1 KAUMAKANI AVE | Kaumakani | HI | 96747 | Richard Takaba
9-701681 | 1997-10-20 | 950053 | Site Cleanup Completed (NFA) | KOKEE STATE PARK | P.O. BOX 1671 | Lihue | HI | 96766 | Steven Okoji
9-501254 | 1998-09-25 | 960087 | Site Cleanup Completed (NFA) | PUKALANI CHEVRON | P.O. BOX 178 (HWY 37 & MAKAWAO RD) | Pukalani | HI | 96788 | Renato Maniulit
9-501254 | 1999-06-23 | 990208 | Site Cleanup Completed (NFA) | PUKALANI CHEVRON | P.O. BOX 178 (HWY 37 & MAKAWAO RD) | Pukalani | HI | 96788 | Renato Maniulit
9-501254 | 1997-11-10 | 920163 | Site Cleanup Completed (NFA) | PUKALANI CHEVRON | P.O. BOX 178 (HWY 37 & MAKAWAO RD) | Pukalani | HI | 96788 | Renato Maniulit
9-601616 | 1999-01-28 | 980121 | Site Cleanup Completed (NFA) | FAA - KONA | P.O. BOX 1959 / KEAHOLE AIRPORT TANKS MUE VORTAC, UPP, KOA | Kailua-Kona | HI | 96740 | David Hodges
9-600705 | 1998-02-05 | 910018 | Site Cleanup Completed (NFA) | FUJIMOTO SUPER SERVICE, INC. | P.O. BOX 245 | Honokaa | HI | 96727 | Jose Ruiz
9-301818 | 1995-10-06 | 920022 | Site Cleanup Completed (NFA) | MOLOKAI RANCH - MAUNALOA | P.O. BOX 248 | Maunaloa | HI | 96770 | Roger Brewer
9-601637 | 1996-05-21 | 950106 | Site Cleanup Completed (NFA) | OOKALA FUEL STATION | P.O. BOX 250/STATE ROUTE 19 / OLD MAMALAHOA HWY | Ookala | HI | 96774 | Roger Brewer
9-700625 | 1999-08-26 | 990214 | Site Cleanup Completed (NFA) | O. THRONAS, INC. | P.O. BOX 269 IWIPOO ST | Lawai | HI | 96765 | Renato Maniulit
9-100999 | 2007-08-27 | 060027 | Site Cleanup Completed (NFA) | EWA JUNCTION FUEL STORAGE | P.O. BOX 300 | Pearl Harbor | HI | 96860 | Shaobin Li
9-100999 | 2007-08-27 | 060026 | Site Cleanup Completed (NFA) | EWA JUNCTION FUEL STORAGE | P.O. BOX 300 | Pearl Harbor | HI | 96860 | Shaobin Li
9-102280 | 1997-12-30 | 150016 | Case Transferred to HEER (DERA) | KUAHUA PENINSULA aka Diesel Purification Plant | P.O. BOX 300 TANK 1 - 8 | Pearl Harbor | HI | 96860 | To DERA
9-102279 | 2000-02-03 | 980201 | Site Cleanup Completed (NFA) | KUAHUA PENINSULA | P.O. BOX 300 BLDG S-921 TANK MLR-1, MLR-2 | Pearl Harbor | HI | 96860 | Shaobin Li
9-102292 | 2007-11-05 | 080006 | Case Transferred to HEER (DERA) | KUAHUA PENINSULA | P.O. BOX 300 / BLDG 1308, TANK H6-1 | Pearl Harbor | HI | 96860 | To DERA
9-102293 | 2007-11-05 | 080007 | Case Transferred to HEER (DERA) | KUAHUA PENINSULA | P.O. BOX 300 / BLDG 1309, TANK 6-2H | Pearl Harbor | HI | 96860 | To DERA
9-102276 | 2000-02-03 | 980198 | Site Cleanup Completed (NFA) | KUAHUA PENINSULA | P.O. BOX 300 / BLDG 444, TANK 10 | Pearl Harbor | HI | 96860 | Shaobin Li
9-102277 | 2000-02-03 | 980199 | Site Cleanup Completed (NFA) | KUAHUA PENINSULA | P.O. BOX 300 / BLDG 449, TANK 11 | Pearl Harbor | HI | 96860 | Shaobin Li
9-102278 | 2000-02-03 | 980200 | Site Cleanup Completed (NFA) | KUAHUA PENINSULA | P.O. BOX 300 / BLDG 488, TANK 12, 13 | Pearl Harbor | HI | 96860 | Shaobin Li
9-100168 | 2001-01-17 | 890018 | Site Cleanup Completed (NFA) | ALOHA AIRLINES INC (PMID 004103B) | P.O. BOX 30028 | Honolulu | HI | 96820 | Shumin Liu
9-701795 | 1999-06-09 | 940066 | Site Cleanup Completed (NFA) | ELEELE SERVICE CENTER | P.O. BOX 3109 | Lihue | HI | 96766 | Jeffrey Ung
9-602615 | 1995-11-28 | 940091 | Site Cleanup Completed (NFA) | HUALALAI GARAGE | P.O. BOX 346 / 77-6069 MAMALAHOA HWY | Holualoa | HI | 96725 | Janet Sherrer
9-602707 | 1997-11-03 | 930021 | Site Cleanup Completed (NFA) | PAUL'S AUTO REPAIR | P.O. BOX 384 | Pahoa | HI | 96778 | Eric Sadoyama
9-600719 | 1999-06-23 | 980234 | Site Cleanup Completed (NFA) | MAUNA LANI BAY HOTEL | P.O. BOX 4000 (QUEEN KAAHUMANU) 68-1400 MAUNA LANI DR | Waikoloa | HI | 96738 | Renato Maniulit
9-600659 | 2001-02-12 | 960079 | Site Cleanup Completed (NFA) | PARKER RANCH GARAGE | P.O. BOX 458 | Kamuela | HI | 96743 | Richard Takaba
9-600659 | 2005-04-01 | 040007 | Site Cleanup Completed (NFA) | PARKER RANCH GARAGE | P.O. BOX 458 | Kamuela | HI | 96743 | Richard Takaba
9-601821 | 1999-03-01 | 980131 | Site Cleanup Completed (NFA) | US DOI HAWAII VOLCANOES NATIONAL PARK | P.O. BOX 52 | Hawaii Volcanoes National Park | HI | 96718 | Jose Ruiz
9-601821 | 1993-11-23 | 920017 | Site Cleanup Completed (NFA) | US DOI HAWAII VOLCANOES NATIONAL PARK | P.O. BOX 52 | Hawaii Volcanoes National Park | HI | 96718 | Jose Ruiz
9-702170 | 2000-06-01 | 900016 | Site Cleanup Completed (NFA) | KOKEE TRACKING STATION (NASA) | P.O. BOX 538 | Waimea | HI | 96796 | Renato Maniulit
9-702406 | 1997-09-02 | 910047 | Site Cleanup Completed (NFA) | DEKALB PFIZER GENETICS | P.O. BOX 609 / KO RD | Hanapepe | HI | 96716 | David Hodges
9-601011 | 2015-01-21 | 150004 | Site Cleanup Completed (NFA) | SHELL SERVICE STATION | P.O. Box 728 65-1192 MAMALAHOA HIGHWAY | Kamuela | HI | 96743 | Josh Nagashima
9-101056 | 1998-12-14 | 980163 | Site Cleanup Completed (NFA) | PALEHUA OBSERVATORY | PALEHUA RD / BLDG 210 | Makakilo | HI | 96707 | To DERA
9-102505 | 1998-11-04 | 920066 | Site Cleanup Completed (NFA) | KMCAS - FACILITIES DEPT | PARADE GROUNDS / SECTION 802 HOUSING PROJECT/BLDG 242 | Kaneohe Marine Corps Base | HI | 96863 | David Hodges
9-202903 | 2001-06-27 | 010036 | Site Cleanup Completed (NFA) | SUNSET EARTH STATION | PAUMALU | Haleiwa | HI | 96712 | Jose Ruiz
9-600712 | 1994-12-30 | 940188 | Site Cleanup Completed (NFA) | HT&T COMPANY, INC. | PIER 1, HILO HARBOR | Hilo | HI | 96720 | Eric Sadoyama
9-500667 | 2003-05-16 | 000089 | Site Cleanup Completed (NFA) | YOUNG BROTHERS LTD | PIER 2 | Kahului | HI | 96732 | Shunsheng Fu
9-103797 | 2006-02-17 | 060014 | Site Cleanup Completed (NFA) | PIER 2 | PIER 2 | Honolulu | HI | 96818 | Richard Takaba
9-103861 | 2008-10-22 | 080038 | Site Cleanup Completed (NFA) | Hawaiian Cement | Pier 34 | Honolulu | HI | 96814 | Shunsheng Fu
9-100890 | 2000-02-09 | 900007 | Site Cleanup Completed (NFA) | HAWAII TRANSFER CO Ltd | PIER 36 | Honolulu | HI | 96817 | Renato Maniulit
9-103865 | 2008-11-14 | 080043 | LUST Cleanup Initiated | HI DOT Harbors Division | Pier 52 | ZipCode Unknown | XX | 99999 | Shunsheng Fu
9-103703 | 2001-05-25 | 010032 | Site Cleanup Completed (NFA) | MATSON TERMINALS INC | PIER 52, SAND ISLAND ACCES RD | Honolulu | HI | 96803 | Shunsheng Fu
9-200063 | 2004-10-20 | 030038 | Site Cleanup Completed (NFA) | HELEMANO MILITARY RESERVATION | POL STORAGE BLDG Bldg 223 TANK HMR223 | Schofield Barracks | HI | 96857 | Shaobin Li
9-701089 | 1994-06-09 | 940093 | Site Cleanup Completed (NFA) | KALAHEO DEEPWELL | POOHIWI RD | Kalaheo | HI | 96741 | Raymond Seid
9-703039 | 2001-12-03 | 010033 | Site Cleanup Completed (NFA) | Kauai Automated Fuels (KAF) 3 | PORT ALLEN RD | Eleele | HI | 96705 | Jose Ruiz
9-702794 | 1994-04-06 | 940003 | Site Cleanup Completed (NFA) | HAWAII HELICOPTERS, INC | PRINCEVILLE AIRPORT | Princeville | HI | 96722 | Roger Brewer
9-702180 | 1999-08-11 | 900083 | Site Cleanup Completed (NFA) | GROVE FARM COMPANY INC | PUHI INDUSTRIAL PARK / LELIONA ST | Puhi | HI | 96766 | Jose Ruiz
9-303267 | 1998-02-23 | 970052 | Site Cleanup Completed (NFA) | APING STORE | Pukoo | Pukoo | HI | 96748 | Jeffrey Ung
9-602981 | 1996-02-13 | 940184 | Site Cleanup Completed (NFA) | SEA MOUNTAIN GOLF COURSE | PUNALUU RESORT / HIGHWAY 11 | Pahala | HI | 96777 | Eric Sadoyama
9-403529 | 2011-02-16 | 110002 | Site Cleanup Completed (NFA) | PUU Kilea Microwave Radio Station. | PUU KILEA | Lanai City | HI | 96763 | Thu Perry
9-203407 | 2000-09-22 | 990056 | Site Cleanup Completed (NFA) | FAA - QQI RCAG WAIMANALO REMOTE COMMUNICATION AIR-TO-GROUND | QQI RCAG | Waimanalo | HI | 96795 | Shaobin Li
9-102812 | 2002-05-07 | 970091 | Site Cleanup Completed (NFA) | SCHOFIELD BARRACKS | QUAD B, BLDG 155 | Schofield Barracks | HI | 96857 | Shunsheng Fu
9-102813 | 2001-10-19 | 940153 | Site Cleanup Completed (NFA) | SCHOFIELD BARRACKS | QUAD B, BLDG 156 | Schofield Barracks | HI | 96857 | Shaobin Li
9-102819 | 1999-02-26 | 940152 | Site Cleanup Completed (NFA) | SCHOFIELD BARRACKS | QUAD E BLDG 551 | Schofield Barracks | HI | 96857 | Jeffrey Ung
9-102818 | 2004-04-08 | 940147 | Site Cleanup Completed (NFA) | SCHOFIELD BARRACKS | QUAD E, BLDG 550 TANK 550-4 | Schofield Barracks | HI | 96857 | Shaobin Li
9-600586 | 1996-06-01 | 960048 | Site Cleanup Completed (NFA) | MAUNA LANI RADIO SITE | Queen Kaahumanu & Waikoloa Rd. | Kamuela | HI | 96743 | Jose Ruiz
9-600560 | 1993-07-30 | 920094 | Site Cleanup Completed (NFA) | ANAEHOOMALU RADIO STATION | QUEEN KAAHUMANU HWY | Kamuela | HI | 96743 | Not Assigned
9-500377 | 1993-08-23 | 920044 | Site Cleanup Completed (NFA) | HENRY FONG STORE | R.R. 2 BOX 153 | Kula | HI | 96790 | Not Assigned
9-601886 | 1993-07-15 | 930103 | Site Cleanup Completed (NFA) | PEPEEKEO GARAGE | railroad | Pepeekeo | HI | 96783 | Jose Ruiz
9-601886 | 1999-08-17 | 980236 | Site Cleanup Completed (NFA) | PEPEEKEO GARAGE | railroad | Pepeekeo | HI | 96783 | Jose Ruiz
9-302409 | 2001-09-18 | 010051 | Site Cleanup Completed (NFA) | AERONAUTICAL RADIO, INC | REPEATER SITE | Maunaloa | HI | 96770 | Shunsheng Fu
9-502481 | 2005-08-23 | 930126 | Site Cleanup Completed (NFA) | MAALAEA STORE | RR1 BOX 374 MAALAEA RD | Wailuku | HI | 96793 | Richard Takaba
9-103540 | 1999-08-26 | 980100 | Site Cleanup Completed (NFA) | WHEELER ARMY AIRFIELD | SCHOFIELD #801 (NEAR CONTROL TOWER) | Schofield Barracks | HI | 96857 | Renato Maniulit
9-103881 | 2013-11-26 | 090017 | Site Cleanup Completed (NFA) | Simpson Wisser neighborhood | Simpson Wisser Loop | Schofield Barracks | HI | 96857 | Shaobin Li
9-102596 | 2004-01-05 | 030033 | Site Cleanup Completed (NFA) | SUPERBLOCK PROPERTIES | SOUTH BLOCK (BLDG S1) / SHERIDAN ST | Honolulu | HI | 96814 | Jose Ruiz
9-102596 | 1993-11-29 | 920141 | Site Cleanup Completed (NFA) | SUPERBLOCK PROPERTIES | SOUTH BLOCK (BLDG S1) / SHERIDAN ST | Honolulu | HI | 96814 | Jose Ruiz
9-102600 | 1993-06-28 | 920142 | Site Cleanup Completed (NFA) | SUPERBLOCK PROPERTIES | SOUTH BLOCK (BLDG S13) / MAKALOA ST | Honolulu | HI | 96814 | Stanton Enomoto
9-102602 | 1993-12-06 | 920143 | Site Cleanup Completed (NFA) | SUPERBLOCK PROPERTIES | SOUTH BLOCK (BLDG S20) / MAKALOA ST | Honolulu | HI | 96814 | Stanton Enomoto
9-102603 | 1993-12-06 | 920144 | Site Cleanup Completed (NFA) | SUPERBLOCK PROPERTIES | SOUTH BLOCK (BLDG S25) / MAKALOA ST | Honolulu | HI | 96814 | Stanton Enomoto
9-601690 | 1995-01-30 | 900086 | Site Cleanup Completed (NFA) | MAUNA KEA RESORT - GOLF COURSE M | SOUTH KOHALA COAST | Kawaihae | HI | 96743 | Raymond Seid
9-503623 | 2001-06-13 | 000079 | Site Cleanup Completed (NFA) | FORMER PUUNENE NAVY AIRPORT | SOUTH OF MOKULELE | Puunene | HI | 96784 | Jose Ruiz
9-203858 | 2009-03-05 | 090004 | Site Cleanup Completed (NFA) | Coast Guard Transmitter Site | South of St. Johns Road | ZipCode Unknown | XX | 99999 | Richard Takaba
9-602486 | 1994-03-02 | 940092 | Site Cleanup Completed (NFA) | PACIFIC MISSILE RANGE FACILITY | SOUTH POINT AIR STATION | Kau | HI | 96777 | Eric Sadoyama
9-200982 | 2003-11-07 | 960025 | Site Cleanup Completed (NFA) | NAVAL COMPUTER & TELECOMM AREA MASTER STATION PACIFIC | STANDBY-GENERATOR BUILDING BLDG 81 TANK 1, 2, 3, 4 AND RTF-9, RTF-10, RTF-11 BLDG 430, TANK 5 | Waianae | HI | 96792 | Richard Takaba
9-203892 | 2010-11-05 | 100030 | LUST Cleanup Initiated | Former Nike tracking and communications facility | summit of Kamehame Ridge | Honolulu | HI | 96817 | Shaobin Li
9-600582 | 1996-10-30 | 960028 | Site Cleanup Completed (NFA) | KULANI CONE RADIO SITE | SUMMIT OF KULANI CONE ABOVE KULANI HONOR CAMP (QUAD H-56) | Holualoa | HI | 96725 | Jose Ruiz
9-103068 | 2000-01-25 | 970097 | Site Cleanup Completed (NFA) | DILLINGHAM MILITARY RESERVATION | TANK 1, 2, 3, 4, 5, 6, 7, 8, 9, 10, 11, 12, 13 | Mokuleia | HI | 96791 | Richard Takaba
9-103068 | 2000-07-26 | 980106 | Site Cleanup Completed (NFA) | DILLINGHAM MILITARY RESERVATION | TANK 1, 2, 3, 4, 5, 6, 7, 8, 9, 10, 11, 12, 13 | Mokuleia | HI | 96791 | Richard Takaba
9-103068 | 2000-01-31 | 970100 | Site Cleanup Completed (NFA) | DILLINGHAM MILITARY RESERVATION | TANK 1, 2, 3, 4, 5, 6, 7, 8, 9, 10, 11, 12, 13 | Mokuleia | HI | 96791 | Richard Takaba
9-103068 | 1998-03-18 | 970099 | Site Cleanup Completed (NFA) | DILLINGHAM MILITARY RESERVATION | TANK 1, 2, 3, 4, 5, 6, 7, 8, 9, 10, 11, 12, 13 | Mokuleia | HI | 96791 | Richard Takaba
9-103054 | 1999-08-02 | 990084 | Site Cleanup Completed (NFA) | WHEELER ARMY AIR FIELD | TANK 102-2, 102-3, 102-1 | Wheeler Army Airfield | HI | 96854 | Jeffrey Ung
9-103061 | 2000-07-06 | 000002 | Site Cleanup Completed (NFA) | FORT SHAFTER | TANK 108-1, 108-2 BLDG T-108 | Fort Shafter | HI | 96858 | Jeffrey Ung
9-103061 | 1999-12-14 | 980184 | Site Cleanup Completed (NFA) | FORT SHAFTER | TANK 108-1, 108-2 BLDG T-108 | Fort Shafter | HI | 96858 | Jeffrey Ung
9-103057 | 2012-04-24 | 120010 | Confirmed Release | WHEELER ARMY AIR FIELD | TANK 111-1 | Wheeler Army Airfield | HI | 96854 | Richard Takaba
9-102271 | 2011-11-11 | 010011 | Monitored Natural Attenuation | RED HILL UNDERGROUND STORAGE | TANK 1-20 | Pearl Harbor | HI | 96860 | Richard Takaba
9-102271 | 2014-01-13 | 140010 | Confirmed Release | RED HILL UNDERGROUND STORAGE | TANK 1-20 | Pearl Harbor | HI | 96860 | Richard Takaba
9-102271 | 2011-11-11 | 020028 | Monitored Natural Attenuation | RED HILL UNDERGROUND STORAGE | TANK 1-20 | Pearl Harbor | HI | 96860 | Richard Takaba
9-102271 | 2011-11-11 | 990051 | Monitored Natural Attenuation | RED HILL UNDERGROUND STORAGE | TANK 1-20 | Pearl Harbor | HI | 96860 | Richard Takaba
9-103062 | 2002-11-04 | 990213 | Site Cleanup Completed (NFA) | FORT SHAFTER | TANK 121-1 | Fort Shafter | HI | 96858 | John Peard
9-103043 | 1991-01-01 | 110005 | Case Transferred to HEER (DERA) | HICKAM AIR FORCE BASE | TANK 1250, 1257 | Hickam Air Force Base | HI | 96853 | To DERA
9-103129 | 2008-10-08 | 080051 | Site Cleanup Completed (NFA) | HICKAM AIR FORCE BASE | TANK 165 | Hickam Air Force Base | HI | 96853 | Josh Nagashima
9-103130 | 2010-11-12 | 000010 | Site Cleanup Completed (NFA) | HICKAM AIR FORCE BASE | TANK 166 | Hickam Air Force Base | HI | 96853 | Shunsheng Fu
9-101959 | 1997-06-01 | 960037 | Site Cleanup Completed (NFA) | PEARL HARBOR NAVAL SHIPYARD | TANK 18 | Pearl Harbor | HI | 96860 | Jeffrey Ung
9-202359 | 2003-06-25 | 950105 | Site Cleanup Completed (NFA) | NAVAL MAGAZINE LUALUALEI - WEST LOCH BRANCH | TANK 18&G | Lualualei | HI | 96792 | Shunsheng Fu
9-103741 | 2010-02-11 | 020020 | Site Cleanup Completed with EHMP | WHEELER ARMY AIRFIELD | TANK 204 | Wheeler Army Airfield | HI | 96854 | Josh Nagashima
9-103902 | 2011-03-21 | 110003 | Site Cleanup Completed (NFA) | Hickam Air Force Base | Tank 2061 and 2062 | Hickam Air Force Base | HI | 96853 | To DERA
9-103026 | 2008-12-17 | 950126 | Site Cleanup Completed (NFA) | PEARL HARBOR NAVAL SHIPYARD | TANK 21 BLDG 4/4A | Pearl Harbor | HI | 96860 | Shaobin Li
9-103027 | 1997-06-01 | 960038 | Site Cleanup Completed (NFA) | PEARL HARBOR NAVAL SHIPYARD | TANK 22 | Pearl Harbor | HI | 96860 | Jeffrey Ung
9-103028 | 1997-06-01 | 960039 | Site Cleanup Completed (NFA) | PEARL HARBOR NAVAL SHIPYARD | TANK 23 | Pearl Harbor | HI | 96860 | Jeffrey Ung
9-103029 | 1998-04-23 | 960022 | Site Cleanup Completed (NFA) | PEARL HARBOR NAVAL SHIPYARD | TANK 24 | Pearl Harbor | HI | 96860 | Steven Okoji
9-103048 | 2000-07-17 | 970094 | Site Cleanup Completed (NFA) | SCHOFIELD BARRACKS | TANK 2465-1, 2465-5 BLDG 2466 | Schofield Barracks | HI | 96857 | Jose Ruiz
9-103030 | 1998-07-22 | 950124 | Site Cleanup Completed (NFA) | PEARL HARBOR NAVAL SHIPYARD | TANK 25 | Pearl Harbor | HI | 96860 | Lene Ichinotsubo
9-103031 | 1998-07-22 | 950125 | Site Cleanup Completed (NFA) | PEARL HARBOR NAVAL SHIPYARD | TANK 26 | Pearl Harbor | HI | 96860 | Lene Ichinotsubo
9-103032 | 2014-08-21 | 960023 | Site Cleanup Completed with EHE/EHMP | PEARL HARBOR NAVAL SHIPYARD | TANK 27 BLDG 1444 | Pearl Harbor | HI | 96860 | Josh Nagashima
9-103033 | 1998-04-17 | 950129 | Site Cleanup Completed (NFA) | PEARL HARBOR NAVAL SHIPYARD | TANK 28 | Pearl Harbor | HI | 96860 | Lene Ichinotsubo
9-200997 | 1999-02-02 | 990129 | Site Cleanup Completed (NFA) | NAVAL MAGAZINE - LUALUALEI BRANCH | TANK 3 | Lualualei | HI | 96792 | Jeffrey Ung
9-103042 | 2005-11-06 | 010056 | Site Cleanup Completed (NFA) | HICKAM AIR FORCE BASE | TANK 422, 936, 1046, 1152, 3023 AND AVPA | Hickam Air Force Base | HI | 96853 | To DERA
9-202365 | 2005-10-14 | 990131 | Exposure Prevention Management Plan | NAVAL MAGAZINE LUALUALEI - LUALUALEI BRANCH | TANK 479. 480, 481, 482 | Lualualei | HI | 96792 | Shunsheng Fu
9-202356 | 2001-11-05 | 950077 | Site Cleanup Completed (NFA) | NAVAL MAGAZINE LUALUALEI - WEST LOCH BRANCH | TANK 541 BLDG 541 | Lualualei | HI | 96792 | Shumin Liu
9-202357 | 2006-04-21 | 950078 | Site Cleanup Completed (NFA) | NAVAL MAGAZINE LUALUALEI - WEST LOCH BRANCH | TANK 542 | Lualualei | HI | 96792 | Richard Takaba
9-202358 | 2000-01-20 | 950080 | Site Cleanup Completed (NFA) | NAVAL MAGAZINE LUALUALEI - WEST LOCH BRANCH | TANK 604 BLDG 604 | Lualualei | HI | 96792 | Shaobin Li
9-103047 | 2000-07-26 | 980044 | Site Cleanup Completed (NFA) | SCHOFIELD BARRACKS | TANK 699-1 | Schofield Barracks | HI | 96857 | Richard Takaba
9-602934 | 1999-11-26 | 940134 | Site Cleanup Completed (NFA) | KILAUEA MILITARY CAMP | TANK 88-1 AND 36-1 | Kilauea Military Camp | HI | 96718 | Jeffrey Ung
9-103259 | 2005-04-27 | 990104 | Site Cleanup Completed (NFA) | NAVAL AIR STATION - FORD ISLAND | TANK 93, 94, 95, 96 NEAR WHARVES F-1 AND F-12 BLDG 451 | Pearl Harbor | HI | 96860 | Richard Takaba
9-103259 | 2006-06-21 | 990046 | Site Cleanup Completed (NFA) | NAVAL AIR STATION - FORD ISLAND | TANK 93, 94, 95, 96 NEAR WHARVES F-1 AND F-12 BLDG 451 | Pearl Harbor | HI | 96860 | Richard Takaba
9-103158 | 1998-07-28 | 970034 | Site Cleanup Completed (NFA) | SCHOFIELD BARRACKS | TANK 949-1 | Schofield Barracks | HI | 96857 | Jeffrey Ung
9-102244 | 2001-10-16 | 960092 | Site Cleanup Completed (NFA) | NAVAL AIR STATION - BARBERS POINT | TANK BP53, BLDG 947 | Barbers Point Naval Air Station | HI | 96862 | Shumin Liu
9-102247 | 2004-02-05 | 940116 | Site Cleanup Completed (NFA) | NAVAL AIR STATION - BARBERS POINT | TANK BP57, BLDG 1681 | Barbers Point Naval Air Station | HI | 96862 | Jeffrey Ung
9-102254 | 1999-03-11 | 990041 | Site Cleanup Completed (NFA) | NAVAL AIR STATION - BARBERS POINT | TANK BP64, BP65, BLDG 1868 | Barbers Point Naval Air Station | HI | 96862 | Eric Sadoyama
9-102003 | 2003-01-16 | 970001 | Site Cleanup Completed (NFA) | NAVAL AIR STATION - BARBERS POINT | TANK BP72, BP73 | Barbers Point Naval Air Station | HI | 96862 | Jose Ruiz
9-102232 | 1997-03-01 | 960104 | Site Cleanup Completed (NFA) | NAVAL AIR STATION - BARBERS POINT | TANK BP75, BLDG 1265 | Barbers Point Naval Air Station | HI | 96862 | Jeffrey Ung
9-102236 | 1998-05-14 | 960105 | Site Cleanup Completed (NFA) | NAVAL AIR STATION - BARBERS POINT | TANK BP76, BLDG 1264 | Barbers Point Naval Air Station | HI | 96862 | Jeffrey Ung
9-102915 | 2004-04-01 | 940115 | Site Cleanup Completed (NFA) | NAVAL AIR STATION - BARBERS POINT | TANK BP93, BLDG 1863 | Barbers Point Naval Air Station | HI | 96862 | Randall Heu
9-103891 | 2012-09-26 | 110004 | Site Cleanup Completed (NFA) | Dept of the Air Force | Tank F-2068 and F--2069 | Hickam Air Force Base | HI | 96853 | To DERA
9-102959 | 2009-08-04 | 160002 | Site Cleanup Completed (NFA) | JOHN RODGERS TANK FARM | TANK FARM | Hickam Air Force Base | HI | 96853 | To DERA
9-103401 | 1999-08-26 | 980205 | Site Cleanup Completed (NFA) | KAHUKU TRAINING AIRFIELD | TANK KTA-LA1 | Schofield Barracks | HI | 96857 | Richard Takaba
9-103049 | 1998-03-18 | 970096 | Site Cleanup Completed (NFA) | SCHOFIELD BARRACKS | TANK MCM-01 | Schofield Barracks | HI | 96857 | Steven Okoji
9-103209 | 2001-08-03 | 970133 | Site Cleanup Completed (NFA) | BELLOWS AIR FORCE STATION | TANK ST11-A THRU ST11-L | Waimanalo | HI | 96795 | To DERA
9-103209 | 2001-08-03 | 970138 | Site Cleanup Completed (NFA) | BELLOWS AIR FORCE STATION | TANK ST11-A THRU ST11-L | Waimanalo | HI | 96795 | To DERA
9-103209 | 2001-08-03 | 970132 | Site Cleanup Completed (NFA) | BELLOWS AIR FORCE STATION | TANK ST11-A THRU ST11-L | Waimanalo | HI | 96795 | To DERA
9-103209 | 2001-08-03 | 970134 | Site Cleanup Completed (NFA) | BELLOWS AIR FORCE STATION | TANK ST11-A THRU ST11-L | Waimanalo | HI | 96795 | To DERA
9-103209 | 2001-08-03 | 970137 | Site Cleanup Completed (NFA) | BELLOWS AIR FORCE STATION | TANK ST11-A THRU ST11-L | Waimanalo | HI | 96795 | To DERA
9-403819 | 2008-03-31 | 060036 | Site Cleanup Completed (NFA) | Former Lanai Radar Station | TMK 4-9-02 | ZipCode Unknown | XX | 99999 | Josh Nagashima
9-503644 | 2000-08-25 | 000080 | Site Cleanup Completed (NFA) | KAANAPALI OCEAN RESORT | TMK 2-04-04-14 PARCEL 3 | Kaanapali | HI | 96761 | Renato Maniulit
9-102691 | 2000-09-05 | 000093 | Site Cleanup Completed (NFA) | KALANIMOKU BLDG | TMK 2-1-24:01 1151 PUNCHBOWL ST | Honolulu | HI | 96800 | Richard Takaba
9-602222 | 1995-01-11 | 950030 | Site Cleanup Completed (NFA) | KULAIMANO WWTP | TMK 2-8-07:75 | Pepeekeo | HI | 96783 | Raymond Seid
9-603560 | 1999-12-20 | 990196 | Site Cleanup Completed (NFA) | UMI KOA VILLAGE - MAUNA KEA RANCH | TMK 4-2-08:07 | Paauilo | HI | 96776 | Richard Takaba
9-600568 | 1999-08-26 | 990081 | Site Cleanup Completed (NFA) | HUALALAI RADIO STATION | TMK No. 7-2-02:10 end of Huehue St. | Kalaoa | HI | 96740 | Richard Takaba
9-702463 | 1992-05-01 | 940021 | Site Cleanup Completed (NFA) | LIHUE STATE OFFICE BUILDING | TMK: 3-6-05:11 | Lihue | HI | 96766 | Raymond Seid
9-203406 | 2004-05-10 | 990146 | Site Cleanup Completed (NFA) | FAA - MAUNA KAPU TRANSMITTER RECEIVER | Top of Mauna Kapu - QMKA RTR | Makakilo | HI | 96707 | Randall Heu
9-300555 | 2002-06-04 | 920029 | Site Cleanup Completed (NFA) | PUU NANA RADIO SITE | TOP OF PUU NANA | Maunaloa | HI | 96770 | Shunsheng Fu
9-100530 | 2011-06-03 | 880004 | Site Cleanup Completed (NFA) | TANTALUS TRANSMITTER Site | TOP OF TANTALUS (top side) | Honolulu | HI | 96822 | Josh Nagashima
9-103894 | 1997-09-25 | 960075 | Site Cleanup Completed (NFA) | TANTALUS RECEIVER Site | TOP OF TANTALUS (lower side) | Honolulu | HI | 96822 | Steven Okoji
9-302408 | 2001-10-02 | 010050 | Site Cleanup Completed (NFA) | AERONAUTICAL RADIO, INC | TRANSMITTER SITE / KAHALELANI HILL | Maunaloa | HI | 96770 | Shunsheng Fu
9-501331 | 2001-10-19 | 990082 | Site Cleanup Completed (NFA) | Maui County HANA DOT BASE YARD | UAKEA ST | Hana | HI | 96713 | Mark Sutterfield
9-603573 | 1999-12-01 | 990244 | Site Cleanup Completed (NFA) | KONA INDUSTRIAL SUBDIVISION | UNIT 1 LOT 12 74-5603 PAWAI ST | Kailua-Kona | HI | 96745 | Jeffrey Ung
9-103805 | 2009-07-28 | 060016 | Site Cleanup Completed with EHMP | Barbers Point Golf Course Club House | unk | Kapolei | HI | 96707 | Shunsheng Fu
9-103296 | 1998-11-23 | 970129 | Site Cleanup Completed (NFA) | HICKAM AIR FORCE BASE | VACANT LOT/ACROSS BLDG 3023 | Hickam Air Force Base | HI | 96853 | To DERA
9-600596 | 1994-08-09 | 890016 | Site Cleanup Completed (NFA) | VOLCANO CENTRAL OFFICE | VOLCANO RD | Volcano | HI | 96785 | Raymond Seid
9-701354 | 2000-06-13 | 940010 | Site Cleanup Completed (NFA) | SHELL OIL COMPANY - NAWILIWILI PLANT | WAAPA RD | Lihue | HI | 96766 | Renato Maniulit
9-203149 | 1998-07-22 | 980190 | Site Cleanup Completed (NFA) | G.W. RICKER BATTERY | WAIALUA | Waialua | HI | 96791 | Lene Ichinotsubo
9-303527 | 2009-06-18 | 090013 | Site Cleanup Completed (NFA) | LUCKY'S GAS AND OIL - MOLOKAI PROPERTIES, LTD | WAI'ELI ST | Maunaloa | HI | 96770 | Josh Nagashima
9-101052 | 2009-08-27 | 930043 | Site Cleanup Completed (NFA) | HICKAM POL ANNEX (WAIKAKALAUA) | WAIKAKALAUA FUEL STORAGE ANNEX | Hickam Air Force Base | HI | 96853 | To DERA
9-101052 | 2009-08-27 | 040041 | Site Cleanup Completed (NFA) | HICKAM POL ANNEX (WAIKAKALAUA) | WAIKAKALAUA FUEL STORAGE ANNEX | Hickam Air Force Base | HI | 96853 | To DERA
9-600598 | 1998-04-08 | 980009 | Site Cleanup Completed (NFA) | WAIKOLOA RADIO STATION | WAIKOLOA RD | Waikoloa | HI | 96738 | Jose Ruiz
9-603416 | 2000-08-11 | 990105 | Site Cleanup Completed (NFA) | WAIMEA-KOHALA AIRPORT | WAIMEA-KOHALA | Waimea | HI | 96743 | Jose Ruiz
9-501349 | 2001-04-20 | 980251 | Site Cleanup Completed (NFA) | A & B SEWER PUMP STATION | WAKEA AVE/ALAMAHA ST | Kahului | HI | 96732 | Shaobin Li
9-302429 | 2013-10-10 | 910085 | Site Cleanup Completed (NFA) | MOLOKAI RANCH, LTD | WHARF RD | Kaunakakai | HI | 96748 | Shunsheng Fu
9-100500 | 1998-08-18 | 950103 | Site Cleanup Completed (NFA) | HICKAM AFB CENTRAL OFFICE | WORTHINGTON AVE | Hickam Air Force Base | HI | 96853 | Lene Ichinotsubo